## Contents
Electricity Demand and Generation Scenarios (2024) - Assumptions
This workbook provides time series on key assumptions used for EDGS 2024 modelling. More information on the assumptions and how they differ by scenarios is available in the EDGS 2024 summary report.
Data is presented in long format and is machine-readable. It is also able to queried within this file either through filtering or creating a PivotTable.
Generation stack data is also presented. This lists the pipeline of available plants that the Generation Expansion Model may select from to meet demand in projected years.
Contents
GDP
Population
Commodity prices
Vehicle kilometres travelled (VKT)
Electric vehicle share of VKT
Peak ratios
Island share of demand
Datacentres
Distributed solar PV
March 2025: Updated to be disaggregated by sector
Fuel switching assumptions
Note: "Coefficient of performance ratio" refers to the proportion of new energy required to meet the demand of the original fuel.
Eg: a ratio of 50% would mean only half the energy is required following switching
Generation stack

## GDP
TimePeriod | Status | Value | Variable | Unit | Scenario
1990 | Historical | 112594 | National GDP | Real GDP (production measure, in 2009/10 dollars, million) | Reference
1991 | Historical | 111106 | National GDP | Real GDP (production measure, in 2009/10 dollars, million) | Reference
1992 | Historical | 111888 | National GDP | Real GDP (production measure, in 2009/10 dollars, million) | Reference
1993 | Historical | 117734 | National GDP | Real GDP (production measure, in 2009/10 dollars, million) | Reference
1994 | Historical | 124307 | National GDP | Real GDP (production measure, in 2009/10 dollars, million) | Reference
1995 | Historical | 130389 | National GDP | Real GDP (production measure, in 2009/10 dollars, million) | Reference
1996 | Historical | 135702 | National GDP | Real GDP (production measure, in 2009/10 dollars, million) | Reference
1997 | Historical | 139022 | National GDP | Real GDP (production measure, in 2009/10 dollars, million) | Reference
1998 | Historical | 139593 | National GDP | Real GDP (production measure, in 2009/10 dollars, million) | Reference
1999 | Historical | 145851 | National GDP | Real GDP (production measure, in 2009/10 dollars, million) | Reference
2000 | Historical | 152000 | National GDP | Real GDP (production measure, in 2009/10 dollars, million) | Reference
2001 | Historical | 155832 | National GDP | Real GDP (production measure, in 2009/10 dollars, million) | Reference
2002 | Historical | 163162 | National GDP | Real GDP (production measure, in 2009/10 dollars, million) | Reference
2003 | Historical | 170385 | National GDP | Real GDP (production measure, in 2009/10 dollars, million) | Reference
2004 | Historical | 178637 | National GDP | Real GDP (production measure, in 2009/10 dollars, million) | Reference
2005 | Historical | 184384 | National GDP | Real GDP (production measure, in 2009/10 dollars, million) | Reference
2006 | Historical | 189571 | National GDP | Real GDP (production measure, in 2009/10 dollars, million) | Reference
2007 | Historical | 196216 | National GDP | Real GDP (production measure, in 2009/10 dollars, million) | Reference
2008 | Historical | 195515 | National GDP | Real GDP (production measure, in 2009/10 dollars, million) | Reference
2009 | Historical | 193335 | National GDP | Real GDP (production measure, in 2009/10 dollars, million) | Reference
2010 | Historical | 196650 | National GDP | Real GDP (production measure, in 2009/10 dollars, million) | Reference
2011 | Historical | 200169 | National GDP | Real GDP (production measure, in 2009/10 dollars, million) | Reference
2012 | Historical | 205203 | National GDP | Real GDP (production measure, in 2009/10 dollars, million) | Reference
2013 | Historical | 209961 | National GDP | Real GDP (production measure, in 2009/10 dollars, million) | Reference
2014 | Historical | 217869 | National GDP | Real GDP (production measure, in 2009/10 dollars, million) | Reference
2015 | Historical | 225790 | National GDP | Real GDP (production measure, in 2009/10 dollars, million) | Reference
2016 | Historical | 234698 | National GDP | Real GDP (production measure, in 2009/10 dollars, million) | Reference
2017 | Historical | 242552 | National GDP | Real GDP (production measure, in 2009/10 dollars, million) | Reference
2018 | Historical | 251033 | National GDP | Real GDP (production measure, in 2009/10 dollars, million) | Reference
2019 | Historical | 258763 | National GDP | Real GDP (production measure, in 2009/10 dollars, million) | Reference
2020 | Historical | 255219 | National GDP | Real GDP (production measure, in 2009/10 dollars, million) | Reference
2021 | Historical | 269408 | National GDP | Real GDP (production measure, in 2009/10 dollars, million) | Reference
2022 | Historical | 275851 | National GDP | Real GDP (production measure, in 2009/10 dollars, million) | Reference
2023 | Historical | 277547 | National GDP | Real GDP (production measure, in 2009/10 dollars, million) | Reference
2024 | Projected | 285968 | National GDP | Real GDP (production measure, in 2009/10 dollars, million) | Reference
2025 | Projected | 293431 | National GDP | Real GDP (production measure, in 2009/10 dollars, million) | Reference
2026 | Projected | 302170.5 | National GDP | Real GDP (production measure, in 2009/10 dollars, million) | Reference
2027 | Projected | 310347.584 | National GDP | Real GDP (production measure, in 2009/10 dollars, million) | Reference
2028 | Projected | 317972.297 | National GDP | Real GDP (production measure, in 2009/10 dollars, million) | Reference
2029 | Projected | 325292.737 | National GDP | Real GDP (production measure, in 2009/10 dollars, million) | Reference
2030 | Projected | 331959.925 | National GDP | Real GDP (production measure, in 2009/10 dollars, million) | Reference
2031 | Projected | 337895.917 | National GDP | Real GDP (production measure, in 2009/10 dollars, million) | Reference
2032 | Projected | 343578.925 | National GDP | Real GDP (production measure, in 2009/10 dollars, million) | Reference
2033 | Projected | 349123.099 | National GDP | Real GDP (production measure, in 2009/10 dollars, million) | Reference
2034 | Projected | 354522.474 | National GDP | Real GDP (production measure, in 2009/10 dollars, million) | Reference
2035 | Projected | 359764.639 | National GDP | Real GDP (production measure, in 2009/10 dollars, million) | Reference
2036 | Projected | 364861.343 | National GDP | Real GDP (production measure, in 2009/10 dollars, million) | Reference
2037 | Projected | 369895.202 | National GDP | Real GDP (production measure, in 2009/10 dollars, million) | Reference
2038 | Projected | 374927.16 | National GDP | Real GDP (production measure, in 2009/10 dollars, million) | Reference
2039 | Projected | 379960.616 | National GDP | Real GDP (production measure, in 2009/10 dollars, million) | Reference
2040 | Projected | 384984.048 | National GDP | Real GDP (production measure, in 2009/10 dollars, million) | Reference
2041 | Projected | 389964.707 | National GDP | Real GDP (production measure, in 2009/10 dollars, million) | Reference
2042 | Projected | 394881.713 | National GDP | Real GDP (production measure, in 2009/10 dollars, million) | Reference
2043 | Projected | 399734.079 | National GDP | Real GDP (production measure, in 2009/10 dollars, million) | Reference
2044 | Projected | 404527.474 | National GDP | Real GDP (production measure, in 2009/10 dollars, million) | Reference
2045 | Projected | 409254.961 | National GDP | Real GDP (production measure, in 2009/10 dollars, million) | Reference
2046 | Projected | 413899.866 | National GDP | Real GDP (production measure, in 2009/10 dollars, million) | Reference
2047 | Projected | 418445.751 | National GDP | Real GDP (production measure, in 2009/10 dollars, million) | Reference
2048 | Projected | 422890.7 | National GDP | Real GDP (production measure, in 2009/10 dollars, million) | Reference
2049 | Projected | 427230.448 | National GDP | Real GDP (production measure, in 2009/10 dollars, million) | Reference
2050 | Projected | 431441.446 | National GDP | Real GDP (production measure, in 2009/10 dollars, million) | Reference
1990 | Historical | 112594 | National GDP | Real GDP (production measure, in 2009/10 dollars, million) | Growth
1991 | Historical | 111106 | National GDP | Real GDP (production measure, in 2009/10 dollars, million) | Growth
1992 | Historical | 111888 | National GDP | Real GDP (production measure, in 2009/10 dollars, million) | Growth
1993 | Historical | 117734 | National GDP | Real GDP (production measure, in 2009/10 dollars, million) | Growth
1994 | Historical | 124307 | National GDP | Real GDP (production measure, in 2009/10 dollars, million) | Growth
1995 | Historical | 130389 | National GDP | Real GDP (production measure, in 2009/10 dollars, million) | Growth
1996 | Historical | 135702 | National GDP | Real GDP (production measure, in 2009/10 dollars, million) | Growth
1997 | Historical | 139022 | National GDP | Real GDP (production measure, in 2009/10 dollars, million) | Growth
1998 | Historical | 139593 | National GDP | Real GDP (production measure, in 2009/10 dollars, million) | Growth
1999 | Historical | 145851 | National GDP | Real GDP (production measure, in 2009/10 dollars, million) | Growth
2000 | Historical | 152000 | National GDP | Real GDP (production measure, in 2009/10 dollars, million) | Growth
2001 | Historical | 155832 | National GDP | Real GDP (production measure, in 2009/10 dollars, million) | Growth
2002 | Historical | 163162 | National GDP | Real GDP (production measure, in 2009/10 dollars, million) | Growth
2003 | Historical | 170385 | National GDP | Real GDP (production measure, in 2009/10 dollars, million) | Growth
2004 | Historical | 178637 | National GDP | Real GDP (production measure, in 2009/10 dollars, million) | Growth
2005 | Historical | 184384 | National GDP | Real GDP (production measure, in 2009/10 dollars, million) | Growth
2006 | Historical | 189571 | National GDP | Real GDP (production measure, in 2009/10 dollars, million) | Growth
2007 | Historical | 196216 | National GDP | Real GDP (production measure, in 2009/10 dollars, million) | Growth
2008 | Historical | 195515 | National GDP | Real GDP (production measure, in 2009/10 dollars, million) | Growth
2009 | Historical | 193335 | National GDP | Real GDP (production measure, in 2009/10 dollars, million) | Growth
2010 | Historical | 196650 | National GDP | Real GDP (production measure, in 2009/10 dollars, million) | Growth
2011 | Historical | 200169 | National GDP | Real GDP (production measure, in 2009/10 dollars, million) | Growth
2012 | Historical | 205203 | National GDP | Real GDP (production measure, in 2009/10 dollars, million) | Growth
2013 | Historical | 209961 | National GDP | Real GDP (production measure, in 2009/10 dollars, million) | Growth
2014 | Historical | 217869 | National GDP | Real GDP (production measure, in 2009/10 dollars, million) | Growth
2015 | Historical | 225790 | National GDP | Real GDP (production measure, in 2009/10 dollars, million) | Growth
2016 | Historical | 234698 | National GDP | Real GDP (production measure, in 2009/10 dollars, million) | Growth
2017 | Historical | 242552 | National GDP | Real GDP (production measure, in 2009/10 dollars, million) | Growth
2018 | Historical | 251033 | National GDP | Real GDP (production measure, in 2009/10 dollars, million) | Growth
2019 | Historical | 258763 | National GDP | Real GDP (production measure, in 2009/10 dollars, million) | Growth
2020 | Historical | 255219 | National GDP | Real GDP (production measure, in 2009/10 dollars, million) | Growth
2021 | Historical | 269408 | National GDP | Real GDP (production measure, in 2009/10 dollars, million) | Growth
2022 | Historical | 275851 | National GDP | Real GDP (production measure, in 2009/10 dollars, million) | Growth
2023 | Historical | 277547 | National GDP | Real GDP (production measure, in 2009/10 dollars, million) | Growth
2024 | Projected | 285968 | National GDP | Real GDP (production measure, in 2009/10 dollars, million) | Growth
2025 | Projected | 293431 | National GDP | Real GDP (production measure, in 2009/10 dollars, million) | Growth
2026 | Projected | 302170.5 | National GDP | Real GDP (production measure, in 2009/10 dollars, million) | Growth
2027 | Projected | 311332.968 | National GDP | Real GDP (production measure, in 2009/10 dollars, million) | Growth
2028 | Projected | 320987.499 | National GDP | Real GDP (production measure, in 2009/10 dollars, million) | Growth
2029 | Projected | 330412.405 | National GDP | Real GDP (production measure, in 2009/10 dollars, million) | Growth
2030 | Projected | 339296.466 | National GDP | Real GDP (production measure, in 2009/10 dollars, million) | Growth
2031 | Projected | 347890.668 | National GDP | Real GDP (production measure, in 2009/10 dollars, million) | Growth
2032 | Projected | 356549.749 | National GDP | Real GDP (production measure, in 2009/10 dollars, million) | Growth
2033 | Projected | 364838.191 | National GDP | Real GDP (production measure, in 2009/10 dollars, million) | Growth
2034 | Projected | 372864.197 | National GDP | Real GDP (production measure, in 2009/10 dollars, million) | Growth
2035 | Projected | 380758.874 | National GDP | Real GDP (production measure, in 2009/10 dollars, million) | Growth
2036 | Projected | 388332.253 | National GDP | Real GDP (production measure, in 2009/10 dollars, million) | Growth
2037 | Projected | 395991.415 | National GDP | Real GDP (production measure, in 2009/10 dollars, million) | Growth
2038 | Projected | 404022.577 | National GDP | Real GDP (production measure, in 2009/10 dollars, million) | Growth
2039 | Projected | 412013.748 | National GDP | Real GDP (production measure, in 2009/10 dollars, million) | Growth
2040 | Projected | 420059.078 | National GDP | Real GDP (production measure, in 2009/10 dollars, million) | Growth
2041 | Projected | 428096.869 | National GDP | Real GDP (production measure, in 2009/10 dollars, million) | Growth
2042 | Projected | 435831.756 | National GDP | Real GDP (production measure, in 2009/10 dollars, million) | Growth
2043 | Projected | 443391.965 | National GDP | Real GDP (production measure, in 2009/10 dollars, million) | Growth
2044 | Projected | 451123.32 | National GDP | Real GDP (production measure, in 2009/10 dollars, million) | Growth
2045 | Projected | 459112.79 | National GDP | Real GDP (production measure, in 2009/10 dollars, million) | Growth
2046 | Projected | 466835.622 | National GDP | Real GDP (production measure, in 2009/10 dollars, million) | Growth
2047 | Projected | 474423.592 | National GDP | Real GDP (production measure, in 2009/10 dollars, million) | Growth
2048 | Projected | 482221.269 | National GDP | Real GDP (production measure, in 2009/10 dollars, million) | Growth
2049 | Projected | 489993.264 | National GDP | Real GDP (production measure, in 2009/10 dollars, million) | Growth
2050 | Projected | 497681.296 | National GDP | Real GDP (production measure, in 2009/10 dollars, million) | Growth
1990 | Historical | 112594 | National GDP | Real GDP (production measure, in 2009/10 dollars, million) | Constraint
1991 | Historical | 111106 | National GDP | Real GDP (production measure, in 2009/10 dollars, million) | Constraint
1992 | Historical | 111888 | National GDP | Real GDP (production measure, in 2009/10 dollars, million) | Constraint
1993 | Historical | 117734 | National GDP | Real GDP (production measure, in 2009/10 dollars, million) | Constraint
1994 | Historical | 124307 | National GDP | Real GDP (production measure, in 2009/10 dollars, million) | Constraint
1995 | Historical | 130389 | National GDP | Real GDP (production measure, in 2009/10 dollars, million) | Constraint
1996 | Historical | 135702 | National GDP | Real GDP (production measure, in 2009/10 dollars, million) | Constraint
1997 | Historical | 139022 | National GDP | Real GDP (production measure, in 2009/10 dollars, million) | Constraint
1998 | Historical | 139593 | National GDP | Real GDP (production measure, in 2009/10 dollars, million) | Constraint
1999 | Historical | 145851 | National GDP | Real GDP (production measure, in 2009/10 dollars, million) | Constraint
2000 | Historical | 152000 | National GDP | Real GDP (production measure, in 2009/10 dollars, million) | Constraint
2001 | Historical | 155832 | National GDP | Real GDP (production measure, in 2009/10 dollars, million) | Constraint
2002 | Historical | 163162 | National GDP | Real GDP (production measure, in 2009/10 dollars, million) | Constraint
2003 | Historical | 170385 | National GDP | Real GDP (production measure, in 2009/10 dollars, million) | Constraint
2004 | Historical | 178637 | National GDP | Real GDP (production measure, in 2009/10 dollars, million) | Constraint
2005 | Historical | 184384 | National GDP | Real GDP (production measure, in 2009/10 dollars, million) | Constraint
2006 | Historical | 189571 | National GDP | Real GDP (production measure, in 2009/10 dollars, million) | Constraint
2007 | Historical | 196216 | National GDP | Real GDP (production measure, in 2009/10 dollars, million) | Constraint
2008 | Historical | 195515 | National GDP | Real GDP (production measure, in 2009/10 dollars, million) | Constraint
2009 | Historical | 193335 | National GDP | Real GDP (production measure, in 2009/10 dollars, million) | Constraint
2010 | Historical | 196650 | National GDP | Real GDP (production measure, in 2009/10 dollars, million) | Constraint
2011 | Historical | 200169 | National GDP | Real GDP (production measure, in 2009/10 dollars, million) | Constraint
2012 | Historical | 205203 | National GDP | Real GDP (production measure, in 2009/10 dollars, million) | Constraint
2013 | Historical | 209961 | National GDP | Real GDP (production measure, in 2009/10 dollars, million) | Constraint
2014 | Historical | 217869 | National GDP | Real GDP (production measure, in 2009/10 dollars, million) | Constraint
2015 | Historical | 225790 | National GDP | Real GDP (production measure, in 2009/10 dollars, million) | Constraint
2016 | Historical | 234698 | National GDP | Real GDP (production measure, in 2009/10 dollars, million) | Constraint
2017 | Historical | 242552 | National GDP | Real GDP (production measure, in 2009/10 dollars, million) | Constraint
2018 | Historical | 251033 | National GDP | Real GDP (production measure, in 2009/10 dollars, million) | Constraint
2019 | Historical | 258763 | National GDP | Real GDP (production measure, in 2009/10 dollars, million) | Constraint
2020 | Historical | 255219 | National GDP | Real GDP (production measure, in 2009/10 dollars, million) | Constraint
2021 | Historical | 269408 | National GDP | Real GDP (production measure, in 2009/10 dollars, million) | Constraint
2022 | Historical | 275851 | National GDP | Real GDP (production measure, in 2009/10 dollars, million) | Constraint
2023 | Historical | 277547 | National GDP | Real GDP (production measure, in 2009/10 dollars, million) | Constraint
2024 | Projected | 285968 | National GDP | Real GDP (production measure, in 2009/10 dollars, million) | Constraint
2025 | Projected | 293431 | National GDP | Real GDP (production measure, in 2009/10 dollars, million) | Constraint
2026 | Projected | 302170.5 | National GDP | Real GDP (production measure, in 2009/10 dollars, million) | Constraint
2027 | Projected | 309164.186 | National GDP | Real GDP (production measure, in 2009/10 dollars, million) | Constraint
2028 | Projected | 314629.478 | National GDP | Real GDP (production measure, in 2009/10 dollars, million) | Constraint
2029 | Projected | 319989.416 | National GDP | Real GDP (production measure, in 2009/10 dollars, million) | Constraint
2030 | Projected | 324709.398 | National GDP | Real GDP (production measure, in 2009/10 dollars, million) | Constraint
2031 | Projected | 328702.631 | National GDP | Real GDP (production measure, in 2009/10 dollars, million) | Constraint
2032 | Projected | 332290.568 | National GDP | Real GDP (production measure, in 2009/10 dollars, million) | Constraint
2033 | Projected | 335616.936 | National GDP | Real GDP (production measure, in 2009/10 dollars, million) | Constraint
2034 | Projected | 338756.622 | National GDP | Real GDP (production measure, in 2009/10 dollars, million) | Constraint
2035 | Projected | 341742.425 | National GDP | Real GDP (production measure, in 2009/10 dollars, million) | Constraint
2036 | Projected | 344471.408 | National GDP | Real GDP (production measure, in 2009/10 dollars, million) | Constraint
2037 | Projected | 347048.293 | National GDP | Real GDP (production measure, in 2009/10 dollars, million) | Constraint
2038 | Projected | 349636.693 | National GDP | Real GDP (production measure, in 2009/10 dollars, million) | Constraint
2039 | Projected | 352167.781 | National GDP | Real GDP (production measure, in 2009/10 dollars, million) | Constraint
2040 | Projected | 354714.269 | National GDP | Real GDP (production measure, in 2009/10 dollars, million) | Constraint
2041 | Projected | 357158.385 | National GDP | Real GDP (production measure, in 2009/10 dollars, million) | Constraint
2042 | Projected | 359304.169 | National GDP | Real GDP (production measure, in 2009/10 dollars, million) | Constraint
2043 | Projected | 361175.121 | National GDP | Real GDP (production measure, in 2009/10 dollars, million) | Constraint
2044 | Projected | 362814.367 | National GDP | Real GDP (production measure, in 2009/10 dollars, million) | Constraint
2045 | Projected | 364304.095 | National GDP | Real GDP (production measure, in 2009/10 dollars, million) | Constraint
2046 | Projected | 365791.434 | National GDP | Real GDP (production measure, in 2009/10 dollars, million) | Constraint
2047 | Projected | 367212.199 | National GDP | Real GDP (production measure, in 2009/10 dollars, million) | Constraint
2048 | Projected | 368499.843 | National GDP | Real GDP (production measure, in 2009/10 dollars, million) | Constraint
2049 | Projected | 369801.114 | National GDP | Real GDP (production measure, in 2009/10 dollars, million) | Constraint
2050 | Projected | 370914.273 | National GDP | Real GDP (production measure, in 2009/10 dollars, million) | Constraint
1990 | Historical | 112594 | National GDP | Real GDP (production measure, in 2009/10 dollars, million) | Innovation
1991 | Historical | 111106 | National GDP | Real GDP (production measure, in 2009/10 dollars, million) | Innovation
1992 | Historical | 111888 | National GDP | Real GDP (production measure, in 2009/10 dollars, million) | Innovation
1993 | Historical | 117734 | National GDP | Real GDP (production measure, in 2009/10 dollars, million) | Innovation
1994 | Historical | 124307 | National GDP | Real GDP (production measure, in 2009/10 dollars, million) | Innovation
1995 | Historical | 130389 | National GDP | Real GDP (production measure, in 2009/10 dollars, million) | Innovation
1996 | Historical | 135702 | National GDP | Real GDP (production measure, in 2009/10 dollars, million) | Innovation
1997 | Historical | 139022 | National GDP | Real GDP (production measure, in 2009/10 dollars, million) | Innovation
1998 | Historical | 139593 | National GDP | Real GDP (production measure, in 2009/10 dollars, million) | Innovation
1999 | Historical | 145851 | National GDP | Real GDP (production measure, in 2009/10 dollars, million) | Innovation
2000 | Historical | 152000 | National GDP | Real GDP (production measure, in 2009/10 dollars, million) | Innovation
2001 | Historical | 155832 | National GDP | Real GDP (production measure, in 2009/10 dollars, million) | Innovation
2002 | Historical | 163162 | National GDP | Real GDP (production measure, in 2009/10 dollars, million) | Innovation
2003 | Historical | 170385 | National GDP | Real GDP (production measure, in 2009/10 dollars, million) | Innovation
2004 | Historical | 178637 | National GDP | Real GDP (production measure, in 2009/10 dollars, million) | Innovation
2005 | Historical | 184384 | National GDP | Real GDP (production measure, in 2009/10 dollars, million) | Innovation
2006 | Historical | 189571 | National GDP | Real GDP (production measure, in 2009/10 dollars, million) | Innovation
2007 | Historical | 196216 | National GDP | Real GDP (production measure, in 2009/10 dollars, million) | Innovation
2008 | Historical | 195515 | National GDP | Real GDP (production measure, in 2009/10 dollars, million) | Innovation
2009 | Historical | 193335 | National GDP | Real GDP (production measure, in 2009/10 dollars, million) | Innovation
2010 | Historical | 196650 | National GDP | Real GDP (production measure, in 2009/10 dollars, million) | Innovation
2011 | Historical | 200169 | National GDP | Real GDP (production measure, in 2009/10 dollars, million) | Innovation
2012 | Historical | 205203 | National GDP | Real GDP (production measure, in 2009/10 dollars, million) | Innovation
2013 | Historical | 209961 | National GDP | Real GDP (production measure, in 2009/10 dollars, million) | Innovation
2014 | Historical | 217869 | National GDP | Real GDP (production measure, in 2009/10 dollars, million) | Innovation
2015 | Historical | 225790 | National GDP | Real GDP (production measure, in 2009/10 dollars, million) | Innovation
2016 | Historical | 234698 | National GDP | Real GDP (production measure, in 2009/10 dollars, million) | Innovation
2017 | Historical | 242552 | National GDP | Real GDP (production measure, in 2009/10 dollars, million) | Innovation
2018 | Historical | 251033 | National GDP | Real GDP (production measure, in 2009/10 dollars, million) | Innovation
2019 | Historical | 258763 | National GDP | Real GDP (production measure, in 2009/10 dollars, million) | Innovation
2020 | Historical | 255219 | National GDP | Real GDP (production measure, in 2009/10 dollars, million) | Innovation
2021 | Historical | 269408 | National GDP | Real GDP (production measure, in 2009/10 dollars, million) | Innovation
2022 | Historical | 275851 | National GDP | Real GDP (production measure, in 2009/10 dollars, million) | Innovation
2023 | Historical | 277547 | National GDP | Real GDP (production measure, in 2009/10 dollars, million) | Innovation
2024 | Projected | 285968 | National GDP | Real GDP (production measure, in 2009/10 dollars, million) | Innovation
2025 | Projected | 293431 | National GDP | Real GDP (production measure, in 2009/10 dollars, million) | Innovation
2026 | Projected | 302170.5 | National GDP | Real GDP (production measure, in 2009/10 dollars, million) | Innovation
2027 | Projected | 310347.584 | National GDP | Real GDP (production measure, in 2009/10 dollars, million) | Innovation
2028 | Projected | 317972.297 | National GDP | Real GDP (production measure, in 2009/10 dollars, million) | Innovation
2029 | Projected | 325292.737 | National GDP | Real GDP (production measure, in 2009/10 dollars, million) | Innovation
2030 | Projected | 331959.925 | National GDP | Real GDP (production measure, in 2009/10 dollars, million) | Innovation
2031 | Projected | 337895.917 | National GDP | Real GDP (production measure, in 2009/10 dollars, million) | Innovation
2032 | Projected | 343578.925 | National GDP | Real GDP (production measure, in 2009/10 dollars, million) | Innovation
2033 | Projected | 349123.099 | National GDP | Real GDP (production measure, in 2009/10 dollars, million) | Innovation
2034 | Projected | 354522.474 | National GDP | Real GDP (production measure, in 2009/10 dollars, million) | Innovation
2035 | Projected | 359764.639 | National GDP | Real GDP (production measure, in 2009/10 dollars, million) | Innovation
2036 | Projected | 364861.343 | National GDP | Real GDP (production measure, in 2009/10 dollars, million) | Innovation
2037 | Projected | 369895.202 | National GDP | Real GDP (production measure, in 2009/10 dollars, million) | Innovation
2038 | Projected | 374927.16 | National GDP | Real GDP (production measure, in 2009/10 dollars, million) | Innovation
2039 | Projected | 379960.616 | National GDP | Real GDP (production measure, in 2009/10 dollars, million) | Innovation
2040 | Projected | 384984.048 | National GDP | Real GDP (production measure, in 2009/10 dollars, million) | Innovation
2041 | Projected | 389964.707 | National GDP | Real GDP (production measure, in 2009/10 dollars, million) | Innovation
2042 | Projected | 394881.713 | National GDP | Real GDP (production measure, in 2009/10 dollars, million) | Innovation
2043 | Projected | 399734.079 | National GDP | Real GDP (production measure, in 2009/10 dollars, million) | Innovation
2044 | Projected | 404527.474 | National GDP | Real GDP (production measure, in 2009/10 dollars, million) | Innovation
2045 | Projected | 409254.961 | National GDP | Real GDP (production measure, in 2009/10 dollars, million) | Innovation
2046 | Projected | 413899.866 | National GDP | Real GDP (production measure, in 2009/10 dollars, million) | Innovation
2047 | Projected | 418445.751 | National GDP | Real GDP (production measure, in 2009/10 dollars, million) | Innovation
2048 | Projected | 422890.7 | National GDP | Real GDP (production measure, in 2009/10 dollars, million) | Innovation
2049 | Projected | 427230.448 | National GDP | Real GDP (production measure, in 2009/10 dollars, million) | Innovation
2050 | Projected | 431441.446 | National GDP | Real GDP (production measure, in 2009/10 dollars, million) | Innovation
1990 | Historical | 112594 | National GDP | Real GDP (production measure, in 2009/10 dollars, million) | Environmental
1991 | Historical | 111106 | National GDP | Real GDP (production measure, in 2009/10 dollars, million) | Environmental
1992 | Historical | 111888 | National GDP | Real GDP (production measure, in 2009/10 dollars, million) | Environmental
1993 | Historical | 117734 | National GDP | Real GDP (production measure, in 2009/10 dollars, million) | Environmental
1994 | Historical | 124307 | National GDP | Real GDP (production measure, in 2009/10 dollars, million) | Environmental
1995 | Historical | 130389 | National GDP | Real GDP (production measure, in 2009/10 dollars, million) | Environmental
1996 | Historical | 135702 | National GDP | Real GDP (production measure, in 2009/10 dollars, million) | Environmental
1997 | Historical | 139022 | National GDP | Real GDP (production measure, in 2009/10 dollars, million) | Environmental
1998 | Historical | 139593 | National GDP | Real GDP (production measure, in 2009/10 dollars, million) | Environmental
1999 | Historical | 145851 | National GDP | Real GDP (production measure, in 2009/10 dollars, million) | Environmental
2000 | Historical | 152000 | National GDP | Real GDP (production measure, in 2009/10 dollars, million) | Environmental
2001 | Historical | 155832 | National GDP | Real GDP (production measure, in 2009/10 dollars, million) | Environmental
2002 | Historical | 163162 | National GDP | Real GDP (production measure, in 2009/10 dollars, million) | Environmental
2003 | Historical | 170385 | National GDP | Real GDP (production measure, in 2009/10 dollars, million) | Environmental
2004 | Historical | 178637 | National GDP | Real GDP (production measure, in 2009/10 dollars, million) | Environmental
2005 | Historical | 184384 | National GDP | Real GDP (production measure, in 2009/10 dollars, million) | Environmental
2006 | Historical | 189571 | National GDP | Real GDP (production measure, in 2009/10 dollars, million) | Environmental
2007 | Historical | 196216 | National GDP | Real GDP (production measure, in 2009/10 dollars, million) | Environmental
2008 | Historical | 195515 | National GDP | Real GDP (production measure, in 2009/10 dollars, million) | Environmental
2009 | Historical | 193335 | National GDP | Real GDP (production measure, in 2009/10 dollars, million) | Environmental
2010 | Historical | 196650 | National GDP | Real GDP (production measure, in 2009/10 dollars, million) | Environmental
2011 | Historical | 200169 | National GDP | Real GDP (production measure, in 2009/10 dollars, million) | Environmental
2012 | Historical | 205203 | National GDP | Real GDP (production measure, in 2009/10 dollars, million) | Environmental
2013 | Historical | 209961 | National GDP | Real GDP (production measure, in 2009/10 dollars, million) | Environmental
2014 | Historical | 217869 | National GDP | Real GDP (production measure, in 2009/10 dollars, million) | Environmental
2015 | Historical | 225790 | National GDP | Real GDP (production measure, in 2009/10 dollars, million) | Environmental
2016 | Historical | 234698 | National GDP | Real GDP (production measure, in 2009/10 dollars, million) | Environmental
2017 | Historical | 242552 | National GDP | Real GDP (production measure, in 2009/10 dollars, million) | Environmental
2018 | Historical | 251033 | National GDP | Real GDP (production measure, in 2009/10 dollars, million) | Environmental
2019 | Historical | 258763 | National GDP | Real GDP (production measure, in 2009/10 dollars, million) | Environmental
2020 | Historical | 255219 | National GDP | Real GDP (production measure, in 2009/10 dollars, million) | Environmental
2021 | Historical | 269408 | National GDP | Real GDP (production measure, in 2009/10 dollars, million) | Environmental
2022 | Historical | 275851 | National GDP | Real GDP (production measure, in 2009/10 dollars, million) | Environmental
2023 | Historical | 277547 | National GDP | Real GDP (production measure, in 2009/10 dollars, million) | Environmental
2024 | Projected | 285968 | National GDP | Real GDP (production measure, in 2009/10 dollars, million) | Environmental
2025 | Projected | 293431 | National GDP | Real GDP (production measure, in 2009/10 dollars, million) | Environmental
2026 | Projected | 302170.5 | National GDP | Real GDP (production measure, in 2009/10 dollars, million) | Environmental
2027 | Projected | 310347.584 | National GDP | Real GDP (production measure, in 2009/10 dollars, million) | Environmental
2028 | Projected | 317972.297 | National GDP | Real GDP (production measure, in 2009/10 dollars, million) | Environmental
2029 | Projected | 325292.737 | National GDP | Real GDP (production measure, in 2009/10 dollars, million) | Environmental
2030 | Projected | 331959.925 | National GDP | Real GDP (production measure, in 2009/10 dollars, million) | Environmental
2031 | Projected | 337895.917 | National GDP | Real GDP (production measure, in 2009/10 dollars, million) | Environmental
2032 | Projected | 343578.925 | National GDP | Real GDP (production measure, in 2009/10 dollars, million) | Environmental
2033 | Projected | 349123.099 | National GDP | Real GDP (production measure, in 2009/10 dollars, million) | Environmental
2034 | Projected | 354522.474 | National GDP | Real GDP (production measure, in 2009/10 dollars, million) | Environmental
2035 | Projected | 359764.639 | National GDP | Real GDP (production measure, in 2009/10 dollars, million) | Environmental
2036 | Projected | 364861.343 | National GDP | Real GDP (production measure, in 2009/10 dollars, million) | Environmental
2037 | Projected | 369895.202 | National GDP | Real GDP (production measure, in 2009/10 dollars, million) | Environmental
2038 | Projected | 374927.16 | National GDP | Real GDP (production measure, in 2009/10 dollars, million) | Environmental
2039 | Projected | 379960.616 | National GDP | Real GDP (production measure, in 2009/10 dollars, million) | Environmental
2040 | Projected | 384984.048 | National GDP | Real GDP (production measure, in 2009/10 dollars, million) | Environmental
2041 | Projected | 389964.707 | National GDP | Real GDP (production measure, in 2009/10 dollars, million) | Environmental
2042 | Projected | 394881.713 | National GDP | Real GDP (production measure, in 2009/10 dollars, million) | Environmental
2043 | Projected | 399734.079 | National GDP | Real GDP (production measure, in 2009/10 dollars, million) | Environmental
2044 | Projected | 404527.474 | National GDP | Real GDP (production measure, in 2009/10 dollars, million) | Environmental
2045 | Projected | 409254.961 | National GDP | Real GDP (production measure, in 2009/10 dollars, million) | Environmental
2046 | Projected | 413899.866 | National GDP | Real GDP (production measure, in 2009/10 dollars, million) | Environmental
2047 | Projected | 418445.751 | National GDP | Real GDP (production measure, in 2009/10 dollars, million) | Environmental
2048 | Projected | 422890.7 | National GDP | Real GDP (production measure, in 2009/10 dollars, million) | Environmental
2049 | Projected | 427230.448 | National GDP | Real GDP (production measure, in 2009/10 dollars, million) | Environmental
2050 | Projected | 431441.446 | National GDP | Real GDP (production measure, in 2009/10 dollars, million) | Environmental

## Population
TimePeriod | Status | Value | Variable | Unit | Scenario
1990 | Historical | 3454300.601 | Population | Number | Reference
1991 | Historical | 3491500 | Population | Number | Reference
1992 | Historical | 3529100 | Population | Number | Reference
1993 | Historical | 3568300 | Population | Number | Reference
1994 | Historical | 3615700 | Population | Number | Reference
1995 | Historical | 3668500 | Population | Number | Reference
1996 | Historical | 3727700 | Population | Number | Reference
1997 | Historical | 3778300 | Population | Number | Reference
1998 | Historical | 3813100 | Population | Number | Reference
1999 | Historical | 3834000 | Population | Number | Reference
2000 | Historical | 3856800 | Population | Number | Reference
2001 | Historical | 3878400 | Population | Number | Reference
2002 | Historical | 3942100 | Population | Number | Reference
2003 | Historical | 4020300 | Population | Number | Reference
2004 | Historical | 4083100 | Population | Number | Reference
2005 | Historical | 4130200 | Population | Number | Reference
2006 | Historical | 4180300 | Population | Number | Reference
2007 | Historical | 4221600 | Population | Number | Reference
2008 | Historical | 4257700 | Population | Number | Reference
2009 | Historical | 4298000 | Population | Number | Reference
2010 | Historical | 4348200 | Population | Number | Reference
2011 | Historical | 4383200 | Population | Number | Reference
2012 | Historical | 4407300 | Population | Number | Reference
2013 | Historical | 4439000 | Population | Number | Reference
2014 | Historical | 4508800 | Population | Number | Reference
2015 | Historical | 4600600 | Population | Number | Reference
2016 | Historical | 4704600 | Population | Number | Reference
2017 | Historical | 4805200 | Population | Number | Reference
2018 | Historical | 4893400 | Population | Number | Reference
2019 | Historical | 4972300 | Population | Number | Reference
2020 | Historical | 5086500 | Population | Number | Reference
2021 | Historical | 5109600 | Population | Number | Reference
2022 | Historical | 5116000 | Population | Number | Reference
2023 | Historical | 5221400 | Population | Number | Reference
2024 | Projected | 5269198.358 | Population | Number | Reference
2025 | Projected | 5316866.119 | Population | Number | Reference
2026 | Projected | 5364533.881 | Population | Number | Reference
2027 | Projected | 5412201.642 | Population | Number | Reference
2028 | Projected | 5460000 | Population | Number | Reference
2029 | Projected | 5480788.609 | Population | Number | Reference
2030 | Projected | 5501577.218 | Population | Number | Reference
2031 | Projected | 5522365.827 | Population | Number | Reference
2032 | Projected | 5543211.391 | Population | Number | Reference
2033 | Projected | 5564000 | Population | Number | Reference
2034 | Projected | 5601779.299 | Population | Number | Reference
2035 | Projected | 5639558.598 | Population | Number | Reference
2036 | Projected | 5677441.402 | Population | Number | Reference
2037 | Projected | 5715220.701 | Population | Number | Reference
2038 | Projected | 5753000 | Population | Number | Reference
2039 | Projected | 5787181.271 | Population | Number | Reference
2040 | Projected | 5821456.188 | Population | Number | Reference
2041 | Projected | 5855637.459 | Population | Number | Reference
2042 | Projected | 5889818.729 | Population | Number | Reference
2043 | Projected | 5924000 | Population | Number | Reference
2044 | Projected | 5954650.246 | Population | Number | Reference
2045 | Projected | 5985216.749 | Population | Number | Reference
2046 | Projected | 6015783.251 | Population | Number | Reference
2047 | Projected | 6046349.754 | Population | Number | Reference
2048 | Projected | 6077000 | Population | Number | Reference
2049 | Projected | 6103385.542 | Population | Number | Reference
2050 | Projected | 6129771.084 | Population | Number | Reference
1990 | Historical | 3454300.601 | Population | Number | Growth
1991 | Historical | 3491500 | Population | Number | Growth
1992 | Historical | 3529100 | Population | Number | Growth
1993 | Historical | 3568300 | Population | Number | Growth
1994 | Historical | 3615700 | Population | Number | Growth
1995 | Historical | 3668500 | Population | Number | Growth
1996 | Historical | 3727700 | Population | Number | Growth
1997 | Historical | 3778300 | Population | Number | Growth
1998 | Historical | 3813100 | Population | Number | Growth
1999 | Historical | 3834000 | Population | Number | Growth
2000 | Historical | 3856800 | Population | Number | Growth
2001 | Historical | 3878400 | Population | Number | Growth
2002 | Historical | 3942100 | Population | Number | Growth
2003 | Historical | 4020300 | Population | Number | Growth
2004 | Historical | 4083100 | Population | Number | Growth
2005 | Historical | 4130200 | Population | Number | Growth
2006 | Historical | 4180300 | Population | Number | Growth
2007 | Historical | 4221600 | Population | Number | Growth
2008 | Historical | 4257700 | Population | Number | Growth
2009 | Historical | 4298000 | Population | Number | Growth
2010 | Historical | 4348200 | Population | Number | Growth
2011 | Historical | 4383200 | Population | Number | Growth
2012 | Historical | 4407300 | Population | Number | Growth
2013 | Historical | 4439000 | Population | Number | Growth
2014 | Historical | 4508800 | Population | Number | Growth
2015 | Historical | 4600600 | Population | Number | Growth
2016 | Historical | 4704600 | Population | Number | Growth
2017 | Historical | 4805200 | Population | Number | Growth
2018 | Historical | 4893400 | Population | Number | Growth
2019 | Historical | 4972300 | Population | Number | Growth
2020 | Historical | 5086500 | Population | Number | Growth
2021 | Historical | 5109600 | Population | Number | Growth
2022 | Historical | 5116000 | Population | Number | Growth
2023 | Historical | 5221400 | Population | Number | Growth
2024 | Projected | 5284280.263 | Population | Number | Growth
2025 | Projected | 5346988.722 | Population | Number | Growth
2026 | Projected | 5409697.18 | Population | Number | Growth
2027 | Projected | 5472405.639 | Population | Number | Growth
2028 | Projected | 5535285.902 | Population | Number | Growth
2029 | Projected | 5597994.361 | Population | Number | Growth
2030 | Projected | 5660702.82 | Population | Number | Growth
2031 | Projected | 5723411.278 | Population | Number | Growth
2032 | Projected | 5786291.541 | Population | Number | Growth
2033 | Projected | 5849000 | Population | Number | Growth
2034 | Projected | 5907368.018 | Population | Number | Growth
2035 | Projected | 5965736.035 | Population | Number | Growth
2036 | Projected | 6024263.965 | Population | Number | Growth
2037 | Projected | 6082631.982 | Population | Number | Growth
2038 | Projected | 6141000 | Population | Number | Growth
2039 | Projected | 6191972.07 | Population | Number | Growth
2040 | Projected | 6243083.79 | Population | Number | Growth
2041 | Projected | 6294055.86 | Population | Number | Growth
2042 | Projected | 6345027.93 | Population | Number | Growth
2043 | Projected | 6396000 | Population | Number | Growth
2044 | Projected | 6445881.773 | Population | Number | Growth
2045 | Projected | 6495627.258 | Population | Number | Growth
2046 | Projected | 6545372.742 | Population | Number | Growth
2047 | Projected | 6595118.227 | Population | Number | Growth
2048 | Projected | 6645000 | Population | Number | Growth
2049 | Projected | 6688576.123 | Population | Number | Growth
2050 | Projected | 6732152.245 | Population | Number | Growth
1990 | Historical | 3454300.601 | Population | Number | Constraint
1991 | Historical | 3491500 | Population | Number | Constraint
1992 | Historical | 3529100 | Population | Number | Constraint
1993 | Historical | 3568300 | Population | Number | Constraint
1994 | Historical | 3615700 | Population | Number | Constraint
1995 | Historical | 3668500 | Population | Number | Constraint
1996 | Historical | 3727700 | Population | Number | Constraint
1997 | Historical | 3778300 | Population | Number | Constraint
1998 | Historical | 3813100 | Population | Number | Constraint
1999 | Historical | 3834000 | Population | Number | Constraint
2000 | Historical | 3856800 | Population | Number | Constraint
2001 | Historical | 3878400 | Population | Number | Constraint
2002 | Historical | 3942100 | Population | Number | Constraint
2003 | Historical | 4020300 | Population | Number | Constraint
2004 | Historical | 4083100 | Population | Number | Constraint
2005 | Historical | 4130200 | Population | Number | Constraint
2006 | Historical | 4180300 | Population | Number | Constraint
2007 | Historical | 4221600 | Population | Number | Constraint
2008 | Historical | 4257700 | Population | Number | Constraint
2009 | Historical | 4298000 | Population | Number | Constraint
2010 | Historical | 4348200 | Population | Number | Constraint
2011 | Historical | 4383200 | Population | Number | Constraint
2012 | Historical | 4407300 | Population | Number | Constraint
2013 | Historical | 4439000 | Population | Number | Constraint
2014 | Historical | 4508800 | Population | Number | Constraint
2015 | Historical | 4600600 | Population | Number | Constraint
2016 | Historical | 4704600 | Population | Number | Constraint
2017 | Historical | 4805200 | Population | Number | Constraint
2018 | Historical | 4893400 | Population | Number | Constraint
2019 | Historical | 4972300 | Population | Number | Constraint
2020 | Historical | 5086500 | Population | Number | Constraint
2021 | Historical | 5109600 | Population | Number | Constraint
2022 | Historical | 5116000 | Population | Number | Constraint
2023 | Historical | 5221400 | Population | Number | Constraint
2024 | Projected | 5227371.421 | Population | Number | Constraint
2025 | Projected | 5233326.526 | Population | Number | Constraint
2026 | Projected | 5239281.632 | Population | Number | Constraint
2027 | Projected | 5245236.737 | Population | Number | Constraint
2028 | Projected | 5251208.158 | Population | Number | Constraint
2029 | Projected | 5257163.263 | Population | Number | Constraint
2030 | Projected | 5263118.368 | Population | Number | Constraint
2031 | Projected | 5269073.474 | Population | Number | Constraint
2032 | Projected | 5275044.895 | Population | Number | Constraint
2033 | Projected | 5281000 | Population | Number | Constraint
2034 | Projected | 5301988.499 | Population | Number | Constraint
2035 | Projected | 5322976.999 | Population | Number | Constraint
2036 | Projected | 5344023.001 | Population | Number | Constraint
2037 | Projected | 5365011.501 | Population | Number | Constraint
2038 | Projected | 5386000 | Population | Number | Constraint
2039 | Projected | 5405589.266 | Population | Number | Constraint
2040 | Projected | 5425232.202 | Population | Number | Constraint
2041 | Projected | 5444821.468 | Population | Number | Constraint
2042 | Projected | 5464410.734 | Population | Number | Constraint
2043 | Projected | 5484000 | Population | Number | Constraint
2044 | Projected | 5497822.66 | Population | Number | Constraint
2045 | Projected | 5511607.553 | Population | Number | Constraint
2046 | Projected | 5525392.447 | Population | Number | Constraint
2047 | Projected | 5539177.34 | Population | Number | Constraint
2048 | Projected | 5553000 | Population | Number | Constraint
2049 | Projected | 5559996.166 | Population | Number | Constraint
2050 | Projected | 5566992.333 | Population | Number | Constraint
1990 | Historical | 3454300.601 | Population | Number | Innovation
1991 | Historical | 3491500 | Population | Number | Innovation
1992 | Historical | 3529100 | Population | Number | Innovation
1993 | Historical | 3568300 | Population | Number | Innovation
1994 | Historical | 3615700 | Population | Number | Innovation
1995 | Historical | 3668500 | Population | Number | Innovation
1996 | Historical | 3727700 | Population | Number | Innovation
1997 | Historical | 3778300 | Population | Number | Innovation
1998 | Historical | 3813100 | Population | Number | Innovation
1999 | Historical | 3834000 | Population | Number | Innovation
2000 | Historical | 3856800 | Population | Number | Innovation
2001 | Historical | 3878400 | Population | Number | Innovation
2002 | Historical | 3942100 | Population | Number | Innovation
2003 | Historical | 4020300 | Population | Number | Innovation
2004 | Historical | 4083100 | Population | Number | Innovation
2005 | Historical | 4130200 | Population | Number | Innovation
2006 | Historical | 4180300 | Population | Number | Innovation
2007 | Historical | 4221600 | Population | Number | Innovation
2008 | Historical | 4257700 | Population | Number | Innovation
2009 | Historical | 4298000 | Population | Number | Innovation
2010 | Historical | 4348200 | Population | Number | Innovation
2011 | Historical | 4383200 | Population | Number | Innovation
2012 | Historical | 4407300 | Population | Number | Innovation
2013 | Historical | 4439000 | Population | Number | Innovation
2014 | Historical | 4508800 | Population | Number | Innovation
2015 | Historical | 4600600 | Population | Number | Innovation
2016 | Historical | 4704600 | Population | Number | Innovation
2017 | Historical | 4805200 | Population | Number | Innovation
2018 | Historical | 4893400 | Population | Number | Innovation
2019 | Historical | 4972300 | Population | Number | Innovation
2020 | Historical | 5086500 | Population | Number | Innovation
2021 | Historical | 5109600 | Population | Number | Innovation
2022 | Historical | 5116000 | Population | Number | Innovation
2023 | Historical | 5221400 | Population | Number | Innovation
2024 | Projected | 5269198.358 | Population | Number | Innovation
2025 | Projected | 5316866.119 | Population | Number | Innovation
2026 | Projected | 5364533.881 | Population | Number | Innovation
2027 | Projected | 5412201.642 | Population | Number | Innovation
2028 | Projected | 5460000 | Population | Number | Innovation
2029 | Projected | 5480788.609 | Population | Number | Innovation
2030 | Projected | 5501577.218 | Population | Number | Innovation
2031 | Projected | 5522365.827 | Population | Number | Innovation
2032 | Projected | 5543211.391 | Population | Number | Innovation
2033 | Projected | 5564000 | Population | Number | Innovation
2034 | Projected | 5601779.299 | Population | Number | Innovation
2035 | Projected | 5639558.598 | Population | Number | Innovation
2036 | Projected | 5677441.402 | Population | Number | Innovation
2037 | Projected | 5715220.701 | Population | Number | Innovation
2038 | Projected | 5753000 | Population | Number | Innovation
2039 | Projected | 5787181.271 | Population | Number | Innovation
2040 | Projected | 5821456.188 | Population | Number | Innovation
2041 | Projected | 5855637.459 | Population | Number | Innovation
2042 | Projected | 5889818.729 | Population | Number | Innovation
2043 | Projected | 5924000 | Population | Number | Innovation
2044 | Projected | 5954650.246 | Population | Number | Innovation
2045 | Projected | 5985216.749 | Population | Number | Innovation
2046 | Projected | 6015783.251 | Population | Number | Innovation
2047 | Projected | 6046349.754 | Population | Number | Innovation
2048 | Projected | 6077000 | Population | Number | Innovation
2049 | Projected | 6103385.542 | Population | Number | Innovation
2050 | Projected | 6129771.084 | Population | Number | Innovation
1990 | Historical | 3454300.601 | Population | Number | Environmental
1991 | Historical | 3491500 | Population | Number | Environmental
1992 | Historical | 3529100 | Population | Number | Environmental
1993 | Historical | 3568300 | Population | Number | Environmental
1994 | Historical | 3615700 | Population | Number | Environmental
1995 | Historical | 3668500 | Population | Number | Environmental
1996 | Historical | 3727700 | Population | Number | Environmental
1997 | Historical | 3778300 | Population | Number | Environmental
1998 | Historical | 3813100 | Population | Number | Environmental
1999 | Historical | 3834000 | Population | Number | Environmental
2000 | Historical | 3856800 | Population | Number | Environmental
2001 | Historical | 3878400 | Population | Number | Environmental
2002 | Historical | 3942100 | Population | Number | Environmental
2003 | Historical | 4020300 | Population | Number | Environmental
2004 | Historical | 4083100 | Population | Number | Environmental
2005 | Historical | 4130200 | Population | Number | Environmental
2006 | Historical | 4180300 | Population | Number | Environmental
2007 | Historical | 4221600 | Population | Number | Environmental
2008 | Historical | 4257700 | Population | Number | Environmental
2009 | Historical | 4298000 | Population | Number | Environmental
2010 | Historical | 4348200 | Population | Number | Environmental
2011 | Historical | 4383200 | Population | Number | Environmental
2012 | Historical | 4407300 | Population | Number | Environmental
2013 | Historical | 4439000 | Population | Number | Environmental
2014 | Historical | 4508800 | Population | Number | Environmental
2015 | Historical | 4600600 | Population | Number | Environmental
2016 | Historical | 4704600 | Population | Number | Environmental
2017 | Historical | 4805200 | Population | Number | Environmental
2018 | Historical | 4893400 | Population | Number | Environmental
2019 | Historical | 4972300 | Population | Number | Environmental
2020 | Historical | 5086500 | Population | Number | Environmental
2021 | Historical | 5109600 | Population | Number | Environmental
2022 | Historical | 5116000 | Population | Number | Environmental
2023 | Historical | 5221400 | Population | Number | Environmental
2024 | Projected | 5269198.358 | Population | Number | Environmental
2025 | Projected | 5316866.119 | Population | Number | Environmental
2026 | Projected | 5364533.881 | Population | Number | Environmental
2027 | Projected | 5412201.642 | Population | Number | Environmental
2028 | Projected | 5460000 | Population | Number | Environmental
2029 | Projected | 5480788.609 | Population | Number | Environmental
2030 | Projected | 5501577.218 | Population | Number | Environmental
2031 | Projected | 5522365.827 | Population | Number | Environmental
2032 | Projected | 5543211.391 | Population | Number | Environmental
2033 | Projected | 5564000 | Population | Number | Environmental
2034 | Projected | 5601779.299 | Population | Number | Environmental
2035 | Projected | 5639558.598 | Population | Number | Environmental
2036 | Projected | 5677441.402 | Population | Number | Environmental
2037 | Projected | 5715220.701 | Population | Number | Environmental
2038 | Projected | 5753000 | Population | Number | Environmental
2039 | Projected | 5787181.271 | Population | Number | Environmental
2040 | Projected | 5821456.188 | Population | Number | Environmental
2041 | Projected | 5855637.459 | Population | Number | Environmental
2042 | Projected | 5889818.729 | Population | Number | Environmental
2043 | Projected | 5924000 | Population | Number | Environmental
2044 | Projected | 5954650.246 | Population | Number | Environmental
2045 | Projected | 5985216.749 | Population | Number | Environmental
2046 | Projected | 6015783.251 | Population | Number | Environmental
2047 | Projected | 6046349.754 | Population | Number | Environmental
2048 | Projected | 6077000 | Population | Number | Environmental
2049 | Projected | 6103385.542 | Population | Number | Environmental
2050 | Projected | 6129771.084 | Population | Number | Environmental

## Commodity prices
TimePeriod | Status | Variable | Unit | Scenario | Value
1990 | Historical | Coal wholesale price estimate | Dollars per net GJ | Constraint | 6.548
1990 | Historical | Coal wholesale price estimate | Dollars per net GJ | Environmental | 6.548
1990 | Historical | Coal wholesale price estimate | Dollars per net GJ | Growth | 6.548
1990 | Historical | Coal wholesale price estimate | Dollars per net GJ | Innovation | 6.548
1990 | Historical | Coal wholesale price estimate | Dollars per net GJ | Reference | 6.548
1990 | Historical | Diesel wholesale price estimate | Dollars per net GJ | Constraint | 32.955
1990 | Historical | Diesel wholesale price estimate | Dollars per net GJ | Environmental | 32.955
1990 | Historical | Diesel wholesale price estimate | Dollars per net GJ | Growth | 32.955
1990 | Historical | Diesel wholesale price estimate | Dollars per net GJ | Innovation | 32.955
1990 | Historical | Diesel wholesale price estimate | Dollars per net GJ | Reference | 32.955
1990 | Historical | Natural gas wholesale price estimate | Dollars per net GJ | Constraint | 10.185
1990 | Historical | Natural gas wholesale price estimate | Dollars per net GJ | Environmental | 10.185
1990 | Historical | Natural gas wholesale price estimate | Dollars per net GJ | Growth | 10.185
1990 | Historical | Natural gas wholesale price estimate | Dollars per net GJ | Innovation | 10.185
1990 | Historical | Natural gas wholesale price estimate | Dollars per net GJ | Reference | 10.185
1991 | Historical | Coal wholesale price estimate | Dollars per net GJ | Constraint | 6.424
1991 | Historical | Coal wholesale price estimate | Dollars per net GJ | Environmental | 6.424
1991 | Historical | Coal wholesale price estimate | Dollars per net GJ | Growth | 6.424
1991 | Historical | Coal wholesale price estimate | Dollars per net GJ | Innovation | 6.424
1991 | Historical | Coal wholesale price estimate | Dollars per net GJ | Reference | 6.424
1991 | Historical | Diesel wholesale price estimate | Dollars per net GJ | Constraint | 25.49
1991 | Historical | Diesel wholesale price estimate | Dollars per net GJ | Environmental | 25.49
1991 | Historical | Diesel wholesale price estimate | Dollars per net GJ | Growth | 25.49
1991 | Historical | Diesel wholesale price estimate | Dollars per net GJ | Innovation | 25.49
1991 | Historical | Diesel wholesale price estimate | Dollars per net GJ | Reference | 25.49
1991 | Historical | Natural gas wholesale price estimate | Dollars per net GJ | Constraint | 10.224
1991 | Historical | Natural gas wholesale price estimate | Dollars per net GJ | Environmental | 10.224
1991 | Historical | Natural gas wholesale price estimate | Dollars per net GJ | Growth | 10.224
1991 | Historical | Natural gas wholesale price estimate | Dollars per net GJ | Innovation | 10.224
1991 | Historical | Natural gas wholesale price estimate | Dollars per net GJ | Reference | 10.224
1992 | Historical | Coal wholesale price estimate | Dollars per net GJ | Constraint | 6.108
1992 | Historical | Coal wholesale price estimate | Dollars per net GJ | Environmental | 6.108
1992 | Historical | Coal wholesale price estimate | Dollars per net GJ | Growth | 6.108
1992 | Historical | Coal wholesale price estimate | Dollars per net GJ | Innovation | 6.108
1992 | Historical | Coal wholesale price estimate | Dollars per net GJ | Reference | 6.108
1992 | Historical | Diesel wholesale price estimate | Dollars per net GJ | Constraint | 25.593
1992 | Historical | Diesel wholesale price estimate | Dollars per net GJ | Environmental | 25.593
1992 | Historical | Diesel wholesale price estimate | Dollars per net GJ | Growth | 25.593
1992 | Historical | Diesel wholesale price estimate | Dollars per net GJ | Innovation | 25.593
1992 | Historical | Diesel wholesale price estimate | Dollars per net GJ | Reference | 25.593
1992 | Historical | Natural gas wholesale price estimate | Dollars per net GJ | Constraint | 10.425
1992 | Historical | Natural gas wholesale price estimate | Dollars per net GJ | Environmental | 10.425
1992 | Historical | Natural gas wholesale price estimate | Dollars per net GJ | Growth | 10.425
1992 | Historical | Natural gas wholesale price estimate | Dollars per net GJ | Innovation | 10.425
1992 | Historical | Natural gas wholesale price estimate | Dollars per net GJ | Reference | 10.425
1993 | Historical | Coal wholesale price estimate | Dollars per net GJ | Constraint | 5.943
1993 | Historical | Coal wholesale price estimate | Dollars per net GJ | Environmental | 5.943
1993 | Historical | Coal wholesale price estimate | Dollars per net GJ | Growth | 5.943
1993 | Historical | Coal wholesale price estimate | Dollars per net GJ | Innovation | 5.943
1993 | Historical | Coal wholesale price estimate | Dollars per net GJ | Reference | 5.943
1993 | Historical | Diesel wholesale price estimate | Dollars per net GJ | Constraint | 24.55
1993 | Historical | Diesel wholesale price estimate | Dollars per net GJ | Environmental | 24.55
1993 | Historical | Diesel wholesale price estimate | Dollars per net GJ | Growth | 24.55
1993 | Historical | Diesel wholesale price estimate | Dollars per net GJ | Innovation | 24.55
1993 | Historical | Diesel wholesale price estimate | Dollars per net GJ | Reference | 24.55
1993 | Historical | Natural gas wholesale price estimate | Dollars per net GJ | Constraint | 10.602
1993 | Historical | Natural gas wholesale price estimate | Dollars per net GJ | Environmental | 10.602
1993 | Historical | Natural gas wholesale price estimate | Dollars per net GJ | Growth | 10.602
1993 | Historical | Natural gas wholesale price estimate | Dollars per net GJ | Innovation | 10.602
1993 | Historical | Natural gas wholesale price estimate | Dollars per net GJ | Reference | 10.602
1994 | Historical | Coal wholesale price estimate | Dollars per net GJ | Constraint | 5.7
1994 | Historical | Coal wholesale price estimate | Dollars per net GJ | Environmental | 5.7
1994 | Historical | Coal wholesale price estimate | Dollars per net GJ | Growth | 5.7
1994 | Historical | Coal wholesale price estimate | Dollars per net GJ | Innovation | 5.7
1994 | Historical | Coal wholesale price estimate | Dollars per net GJ | Reference | 5.7
1994 | Historical | Diesel wholesale price estimate | Dollars per net GJ | Constraint | 22.767
1994 | Historical | Diesel wholesale price estimate | Dollars per net GJ | Environmental | 22.767
1994 | Historical | Diesel wholesale price estimate | Dollars per net GJ | Growth | 22.767
1994 | Historical | Diesel wholesale price estimate | Dollars per net GJ | Innovation | 22.767
1994 | Historical | Diesel wholesale price estimate | Dollars per net GJ | Reference | 22.767
1994 | Historical | Natural gas wholesale price estimate | Dollars per net GJ | Constraint | 10.732
1994 | Historical | Natural gas wholesale price estimate | Dollars per net GJ | Environmental | 10.732
1994 | Historical | Natural gas wholesale price estimate | Dollars per net GJ | Growth | 10.732
1994 | Historical | Natural gas wholesale price estimate | Dollars per net GJ | Innovation | 10.732
1994 | Historical | Natural gas wholesale price estimate | Dollars per net GJ | Reference | 10.732
1995 | Historical | Coal wholesale price estimate | Dollars per net GJ | Constraint | 5.229
1995 | Historical | Coal wholesale price estimate | Dollars per net GJ | Environmental | 5.229
1995 | Historical | Coal wholesale price estimate | Dollars per net GJ | Growth | 5.229
1995 | Historical | Coal wholesale price estimate | Dollars per net GJ | Innovation | 5.229
1995 | Historical | Coal wholesale price estimate | Dollars per net GJ | Reference | 5.229
1995 | Historical | Diesel wholesale price estimate | Dollars per net GJ | Constraint | 22.185
1995 | Historical | Diesel wholesale price estimate | Dollars per net GJ | Environmental | 22.185
1995 | Historical | Diesel wholesale price estimate | Dollars per net GJ | Growth | 22.185
1995 | Historical | Diesel wholesale price estimate | Dollars per net GJ | Innovation | 22.185
1995 | Historical | Diesel wholesale price estimate | Dollars per net GJ | Reference | 22.185
1995 | Historical | Natural gas wholesale price estimate | Dollars per net GJ | Constraint | 10.654
1995 | Historical | Natural gas wholesale price estimate | Dollars per net GJ | Environmental | 10.654
1995 | Historical | Natural gas wholesale price estimate | Dollars per net GJ | Growth | 10.654
1995 | Historical | Natural gas wholesale price estimate | Dollars per net GJ | Innovation | 10.654
1995 | Historical | Natural gas wholesale price estimate | Dollars per net GJ | Reference | 10.654
1996 | Historical | Coal wholesale price estimate | Dollars per net GJ | Constraint | 5.252
1996 | Historical | Coal wholesale price estimate | Dollars per net GJ | Environmental | 5.252
1996 | Historical | Coal wholesale price estimate | Dollars per net GJ | Growth | 5.252
1996 | Historical | Coal wholesale price estimate | Dollars per net GJ | Innovation | 5.252
1996 | Historical | Coal wholesale price estimate | Dollars per net GJ | Reference | 5.252
1996 | Historical | Diesel wholesale price estimate | Dollars per net GJ | Constraint | 22.246
1996 | Historical | Diesel wholesale price estimate | Dollars per net GJ | Environmental | 22.246
1996 | Historical | Diesel wholesale price estimate | Dollars per net GJ | Growth | 22.246
1996 | Historical | Diesel wholesale price estimate | Dollars per net GJ | Innovation | 22.246
1996 | Historical | Diesel wholesale price estimate | Dollars per net GJ | Reference | 22.246
1996 | Historical | Natural gas wholesale price estimate | Dollars per net GJ | Constraint | 10.729
1996 | Historical | Natural gas wholesale price estimate | Dollars per net GJ | Environmental | 10.729
1996 | Historical | Natural gas wholesale price estimate | Dollars per net GJ | Growth | 10.729
1996 | Historical | Natural gas wholesale price estimate | Dollars per net GJ | Innovation | 10.729
1996 | Historical | Natural gas wholesale price estimate | Dollars per net GJ | Reference | 10.729
1997 | Historical | Coal wholesale price estimate | Dollars per net GJ | Constraint | 5.186
1997 | Historical | Coal wholesale price estimate | Dollars per net GJ | Environmental | 5.186
1997 | Historical | Coal wholesale price estimate | Dollars per net GJ | Growth | 5.186
1997 | Historical | Coal wholesale price estimate | Dollars per net GJ | Innovation | 5.186
1997 | Historical | Coal wholesale price estimate | Dollars per net GJ | Reference | 5.186
1997 | Historical | Diesel wholesale price estimate | Dollars per net GJ | Constraint | 22.265
1997 | Historical | Diesel wholesale price estimate | Dollars per net GJ | Environmental | 22.265
1997 | Historical | Diesel wholesale price estimate | Dollars per net GJ | Growth | 22.265
1997 | Historical | Diesel wholesale price estimate | Dollars per net GJ | Innovation | 22.265
1997 | Historical | Diesel wholesale price estimate | Dollars per net GJ | Reference | 22.265
1997 | Historical | Natural gas wholesale price estimate | Dollars per net GJ | Constraint | 10.921
1997 | Historical | Natural gas wholesale price estimate | Dollars per net GJ | Environmental | 10.921
1997 | Historical | Natural gas wholesale price estimate | Dollars per net GJ | Growth | 10.921
1997 | Historical | Natural gas wholesale price estimate | Dollars per net GJ | Innovation | 10.921
1997 | Historical | Natural gas wholesale price estimate | Dollars per net GJ | Reference | 10.921
1998 | Historical | Coal wholesale price estimate | Dollars per net GJ | Constraint | 5.092
1998 | Historical | Coal wholesale price estimate | Dollars per net GJ | Environmental | 5.092
1998 | Historical | Coal wholesale price estimate | Dollars per net GJ | Growth | 5.092
1998 | Historical | Coal wholesale price estimate | Dollars per net GJ | Innovation | 5.092
1998 | Historical | Coal wholesale price estimate | Dollars per net GJ | Reference | 5.092
1998 | Historical | Diesel wholesale price estimate | Dollars per net GJ | Constraint | 20.13
1998 | Historical | Diesel wholesale price estimate | Dollars per net GJ | Environmental | 20.13
1998 | Historical | Diesel wholesale price estimate | Dollars per net GJ | Growth | 20.13
1998 | Historical | Diesel wholesale price estimate | Dollars per net GJ | Innovation | 20.13
1998 | Historical | Diesel wholesale price estimate | Dollars per net GJ | Reference | 20.13
1998 | Historical | Natural gas wholesale price estimate | Dollars per net GJ | Constraint | 11.108
1998 | Historical | Natural gas wholesale price estimate | Dollars per net GJ | Environmental | 11.108
1998 | Historical | Natural gas wholesale price estimate | Dollars per net GJ | Growth | 11.108
1998 | Historical | Natural gas wholesale price estimate | Dollars per net GJ | Innovation | 11.108
1998 | Historical | Natural gas wholesale price estimate | Dollars per net GJ | Reference | 11.108
1999 | Historical | Coal wholesale price estimate | Dollars per net GJ | Constraint | 5.121
1999 | Historical | Coal wholesale price estimate | Dollars per net GJ | Environmental | 5.121
1999 | Historical | Coal wholesale price estimate | Dollars per net GJ | Growth | 5.121
1999 | Historical | Coal wholesale price estimate | Dollars per net GJ | Innovation | 5.121
1999 | Historical | Coal wholesale price estimate | Dollars per net GJ | Reference | 5.121
1999 | Historical | Diesel wholesale price estimate | Dollars per net GJ | Constraint | 21.608
1999 | Historical | Diesel wholesale price estimate | Dollars per net GJ | Environmental | 21.608
1999 | Historical | Diesel wholesale price estimate | Dollars per net GJ | Growth | 21.608
1999 | Historical | Diesel wholesale price estimate | Dollars per net GJ | Innovation | 21.608
1999 | Historical | Diesel wholesale price estimate | Dollars per net GJ | Reference | 21.608
1999 | Historical | Natural gas wholesale price estimate | Dollars per net GJ | Constraint | 9.981
1999 | Historical | Natural gas wholesale price estimate | Dollars per net GJ | Environmental | 9.981
1999 | Historical | Natural gas wholesale price estimate | Dollars per net GJ | Growth | 9.981
1999 | Historical | Natural gas wholesale price estimate | Dollars per net GJ | Innovation | 9.981
1999 | Historical | Natural gas wholesale price estimate | Dollars per net GJ | Reference | 9.981
2000 | Historical | Coal wholesale price estimate | Dollars per net GJ | Constraint | 4.985
2000 | Historical | Coal wholesale price estimate | Dollars per net GJ | Environmental | 4.985
2000 | Historical | Coal wholesale price estimate | Dollars per net GJ | Growth | 4.985
2000 | Historical | Coal wholesale price estimate | Dollars per net GJ | Innovation | 4.985
2000 | Historical | Coal wholesale price estimate | Dollars per net GJ | Reference | 4.985
2000 | Historical | Diesel wholesale price estimate | Dollars per net GJ | Constraint | 30.646
2000 | Historical | Diesel wholesale price estimate | Dollars per net GJ | Environmental | 30.646
2000 | Historical | Diesel wholesale price estimate | Dollars per net GJ | Growth | 30.646
2000 | Historical | Diesel wholesale price estimate | Dollars per net GJ | Innovation | 30.646
2000 | Historical | Diesel wholesale price estimate | Dollars per net GJ | Reference | 30.646
2000 | Historical | Natural gas wholesale price estimate | Dollars per net GJ | Constraint | 9.324
2000 | Historical | Natural gas wholesale price estimate | Dollars per net GJ | Environmental | 9.324
2000 | Historical | Natural gas wholesale price estimate | Dollars per net GJ | Growth | 9.324
2000 | Historical | Natural gas wholesale price estimate | Dollars per net GJ | Innovation | 9.324
2000 | Historical | Natural gas wholesale price estimate | Dollars per net GJ | Reference | 9.324
2001 | Historical | Coal wholesale price estimate | Dollars per net GJ | Constraint | 4.925
2001 | Historical | Coal wholesale price estimate | Dollars per net GJ | Environmental | 4.925
2001 | Historical | Coal wholesale price estimate | Dollars per net GJ | Growth | 4.925
2001 | Historical | Coal wholesale price estimate | Dollars per net GJ | Innovation | 4.925
2001 | Historical | Coal wholesale price estimate | Dollars per net GJ | Reference | 4.925
2001 | Historical | Diesel wholesale price estimate | Dollars per net GJ | Constraint | 29.793
2001 | Historical | Diesel wholesale price estimate | Dollars per net GJ | Environmental | 29.793
2001 | Historical | Diesel wholesale price estimate | Dollars per net GJ | Growth | 29.793
2001 | Historical | Diesel wholesale price estimate | Dollars per net GJ | Innovation | 29.793
2001 | Historical | Diesel wholesale price estimate | Dollars per net GJ | Reference | 29.793
2001 | Historical | Natural gas wholesale price estimate | Dollars per net GJ | Constraint | 9.308
2001 | Historical | Natural gas wholesale price estimate | Dollars per net GJ | Environmental | 9.308
2001 | Historical | Natural gas wholesale price estimate | Dollars per net GJ | Growth | 9.308
2001 | Historical | Natural gas wholesale price estimate | Dollars per net GJ | Innovation | 9.308
2001 | Historical | Natural gas wholesale price estimate | Dollars per net GJ | Reference | 9.308
2002 | Historical | Coal wholesale price estimate | Dollars per net GJ | Constraint | 5.003
2002 | Historical | Coal wholesale price estimate | Dollars per net GJ | Environmental | 5.003
2002 | Historical | Coal wholesale price estimate | Dollars per net GJ | Growth | 5.003
2002 | Historical | Coal wholesale price estimate | Dollars per net GJ | Innovation | 5.003
2002 | Historical | Coal wholesale price estimate | Dollars per net GJ | Reference | 5.003
2002 | Historical | Diesel wholesale price estimate | Dollars per net GJ | Constraint | 26.722
2002 | Historical | Diesel wholesale price estimate | Dollars per net GJ | Environmental | 26.722
2002 | Historical | Diesel wholesale price estimate | Dollars per net GJ | Growth | 26.722
2002 | Historical | Diesel wholesale price estimate | Dollars per net GJ | Innovation | 26.722
2002 | Historical | Diesel wholesale price estimate | Dollars per net GJ | Reference | 26.722
2002 | Historical | Natural gas wholesale price estimate | Dollars per net GJ | Constraint | 9.14
2002 | Historical | Natural gas wholesale price estimate | Dollars per net GJ | Environmental | 9.14
2002 | Historical | Natural gas wholesale price estimate | Dollars per net GJ | Growth | 9.14
2002 | Historical | Natural gas wholesale price estimate | Dollars per net GJ | Innovation | 9.14
2002 | Historical | Natural gas wholesale price estimate | Dollars per net GJ | Reference | 9.14
2003 | Historical | Coal wholesale price estimate | Dollars per net GJ | Constraint | 5.261
2003 | Historical | Coal wholesale price estimate | Dollars per net GJ | Environmental | 5.261
2003 | Historical | Coal wholesale price estimate | Dollars per net GJ | Growth | 5.261
2003 | Historical | Coal wholesale price estimate | Dollars per net GJ | Innovation | 5.261
2003 | Historical | Coal wholesale price estimate | Dollars per net GJ | Reference | 5.261
2003 | Historical | Diesel wholesale price estimate | Dollars per net GJ | Constraint | 25.991
2003 | Historical | Diesel wholesale price estimate | Dollars per net GJ | Environmental | 25.991
2003 | Historical | Diesel wholesale price estimate | Dollars per net GJ | Growth | 25.991
2003 | Historical | Diesel wholesale price estimate | Dollars per net GJ | Innovation | 25.991
2003 | Historical | Diesel wholesale price estimate | Dollars per net GJ | Reference | 25.991
2003 | Historical | Natural gas wholesale price estimate | Dollars per net GJ | Constraint | 10.713
2003 | Historical | Natural gas wholesale price estimate | Dollars per net GJ | Environmental | 10.713
2003 | Historical | Natural gas wholesale price estimate | Dollars per net GJ | Growth | 10.713
2003 | Historical | Natural gas wholesale price estimate | Dollars per net GJ | Innovation | 10.713
2003 | Historical | Natural gas wholesale price estimate | Dollars per net GJ | Reference | 10.713
2004 | Historical | Coal wholesale price estimate | Dollars per net GJ | Constraint | 5.814
2004 | Historical | Coal wholesale price estimate | Dollars per net GJ | Environmental | 5.814
2004 | Historical | Coal wholesale price estimate | Dollars per net GJ | Growth | 5.814
2004 | Historical | Coal wholesale price estimate | Dollars per net GJ | Innovation | 5.814
2004 | Historical | Coal wholesale price estimate | Dollars per net GJ | Reference | 5.814
2004 | Historical | Diesel wholesale price estimate | Dollars per net GJ | Constraint | 29.776
2004 | Historical | Diesel wholesale price estimate | Dollars per net GJ | Environmental | 29.776
2004 | Historical | Diesel wholesale price estimate | Dollars per net GJ | Growth | 29.776
2004 | Historical | Diesel wholesale price estimate | Dollars per net GJ | Innovation | 29.776
2004 | Historical | Diesel wholesale price estimate | Dollars per net GJ | Reference | 29.776
2004 | Historical | Natural gas wholesale price estimate | Dollars per net GJ | Constraint | 11.518
2004 | Historical | Natural gas wholesale price estimate | Dollars per net GJ | Environmental | 11.518
2004 | Historical | Natural gas wholesale price estimate | Dollars per net GJ | Growth | 11.518
2004 | Historical | Natural gas wholesale price estimate | Dollars per net GJ | Innovation | 11.518
2004 | Historical | Natural gas wholesale price estimate | Dollars per net GJ | Reference | 11.518
2005 | Historical | Coal wholesale price estimate | Dollars per net GJ | Constraint | 6.34
2005 | Historical | Coal wholesale price estimate | Dollars per net GJ | Environmental | 6.34
2005 | Historical | Coal wholesale price estimate | Dollars per net GJ | Growth | 6.34
2005 | Historical | Coal wholesale price estimate | Dollars per net GJ | Innovation | 6.34
2005 | Historical | Coal wholesale price estimate | Dollars per net GJ | Reference | 6.34
2005 | Historical | Diesel wholesale price estimate | Dollars per net GJ | Constraint | 35.278
2005 | Historical | Diesel wholesale price estimate | Dollars per net GJ | Environmental | 35.278
2005 | Historical | Diesel wholesale price estimate | Dollars per net GJ | Growth | 35.278
2005 | Historical | Diesel wholesale price estimate | Dollars per net GJ | Innovation | 35.278
2005 | Historical | Diesel wholesale price estimate | Dollars per net GJ | Reference | 35.278
2005 | Historical | Natural gas wholesale price estimate | Dollars per net GJ | Constraint | 13.724
2005 | Historical | Natural gas wholesale price estimate | Dollars per net GJ | Environmental | 13.724
2005 | Historical | Natural gas wholesale price estimate | Dollars per net GJ | Growth | 13.724
2005 | Historical | Natural gas wholesale price estimate | Dollars per net GJ | Innovation | 13.724
2005 | Historical | Natural gas wholesale price estimate | Dollars per net GJ | Reference | 13.724
2006 | Historical | Coal wholesale price estimate | Dollars per net GJ | Constraint | 6.671
2006 | Historical | Coal wholesale price estimate | Dollars per net GJ | Environmental | 6.671
2006 | Historical | Coal wholesale price estimate | Dollars per net GJ | Growth | 6.671
2006 | Historical | Coal wholesale price estimate | Dollars per net GJ | Innovation | 6.671
2006 | Historical | Coal wholesale price estimate | Dollars per net GJ | Reference | 6.671
2006 | Historical | Diesel wholesale price estimate | Dollars per net GJ | Constraint | 41.36
2006 | Historical | Diesel wholesale price estimate | Dollars per net GJ | Environmental | 41.36
2006 | Historical | Diesel wholesale price estimate | Dollars per net GJ | Growth | 41.36
2006 | Historical | Diesel wholesale price estimate | Dollars per net GJ | Innovation | 41.36
2006 | Historical | Diesel wholesale price estimate | Dollars per net GJ | Reference | 41.36
2006 | Historical | Natural gas wholesale price estimate | Dollars per net GJ | Constraint | 15.205
2006 | Historical | Natural gas wholesale price estimate | Dollars per net GJ | Environmental | 15.205
2006 | Historical | Natural gas wholesale price estimate | Dollars per net GJ | Growth | 15.205
2006 | Historical | Natural gas wholesale price estimate | Dollars per net GJ | Innovation | 15.205
2006 | Historical | Natural gas wholesale price estimate | Dollars per net GJ | Reference | 15.205
2007 | Historical | Coal wholesale price estimate | Dollars per net GJ | Constraint | 7.395
2007 | Historical | Coal wholesale price estimate | Dollars per net GJ | Environmental | 7.395
2007 | Historical | Coal wholesale price estimate | Dollars per net GJ | Growth | 7.395
2007 | Historical | Coal wholesale price estimate | Dollars per net GJ | Innovation | 7.395
2007 | Historical | Coal wholesale price estimate | Dollars per net GJ | Reference | 7.395
2007 | Historical | Diesel wholesale price estimate | Dollars per net GJ | Constraint | 38.045
2007 | Historical | Diesel wholesale price estimate | Dollars per net GJ | Environmental | 38.045
2007 | Historical | Diesel wholesale price estimate | Dollars per net GJ | Growth | 38.045
2007 | Historical | Diesel wholesale price estimate | Dollars per net GJ | Innovation | 38.045
2007 | Historical | Diesel wholesale price estimate | Dollars per net GJ | Reference | 38.045
2007 | Historical | Natural gas wholesale price estimate | Dollars per net GJ | Constraint | 16.098
2007 | Historical | Natural gas wholesale price estimate | Dollars per net GJ | Environmental | 16.098
2007 | Historical | Natural gas wholesale price estimate | Dollars per net GJ | Growth | 16.098
2007 | Historical | Natural gas wholesale price estimate | Dollars per net GJ | Innovation | 16.098
2007 | Historical | Natural gas wholesale price estimate | Dollars per net GJ | Reference | 16.098
2008 | Historical | Coal wholesale price estimate | Dollars per net GJ | Constraint | 7.752
2008 | Historical | Coal wholesale price estimate | Dollars per net GJ | Environmental | 7.752
2008 | Historical | Coal wholesale price estimate | Dollars per net GJ | Growth | 7.752
2008 | Historical | Coal wholesale price estimate | Dollars per net GJ | Innovation | 7.752
2008 | Historical | Coal wholesale price estimate | Dollars per net GJ | Reference | 7.752
2008 | Historical | Diesel wholesale price estimate | Dollars per net GJ | Constraint | 51.649
2008 | Historical | Diesel wholesale price estimate | Dollars per net GJ | Environmental | 51.649
2008 | Historical | Diesel wholesale price estimate | Dollars per net GJ | Growth | 51.649
2008 | Historical | Diesel wholesale price estimate | Dollars per net GJ | Innovation | 51.649
2008 | Historical | Diesel wholesale price estimate | Dollars per net GJ | Reference | 51.649
2008 | Historical | Natural gas wholesale price estimate | Dollars per net GJ | Constraint | 15.811
2008 | Historical | Natural gas wholesale price estimate | Dollars per net GJ | Environmental | 15.811
2008 | Historical | Natural gas wholesale price estimate | Dollars per net GJ | Growth | 15.811
2008 | Historical | Natural gas wholesale price estimate | Dollars per net GJ | Innovation | 15.811
2008 | Historical | Natural gas wholesale price estimate | Dollars per net GJ | Reference | 15.811
2009 | Historical | Coal wholesale price estimate | Dollars per net GJ | Constraint | 8.287
2009 | Historical | Coal wholesale price estimate | Dollars per net GJ | Environmental | 8.287
2009 | Historical | Coal wholesale price estimate | Dollars per net GJ | Growth | 8.287
2009 | Historical | Coal wholesale price estimate | Dollars per net GJ | Innovation | 8.287
2009 | Historical | Coal wholesale price estimate | Dollars per net GJ | Reference | 8.287
2009 | Historical | Diesel wholesale price estimate | Dollars per net GJ | Constraint | 35.321
2009 | Historical | Diesel wholesale price estimate | Dollars per net GJ | Environmental | 35.321
2009 | Historical | Diesel wholesale price estimate | Dollars per net GJ | Growth | 35.321
2009 | Historical | Diesel wholesale price estimate | Dollars per net GJ | Innovation | 35.321
2009 | Historical | Diesel wholesale price estimate | Dollars per net GJ | Reference | 35.321
2009 | Historical | Natural gas wholesale price estimate | Dollars per net GJ | Constraint | 16.515
2009 | Historical | Natural gas wholesale price estimate | Dollars per net GJ | Environmental | 16.515
2009 | Historical | Natural gas wholesale price estimate | Dollars per net GJ | Growth | 16.515
2009 | Historical | Natural gas wholesale price estimate | Dollars per net GJ | Innovation | 16.515
2009 | Historical | Natural gas wholesale price estimate | Dollars per net GJ | Reference | 16.515
2010 | Historical | Coal wholesale price estimate | Dollars per net GJ | Constraint | 8.823
2010 | Historical | Coal wholesale price estimate | Dollars per net GJ | Environmental | 8.823
2010 | Historical | Coal wholesale price estimate | Dollars per net GJ | Growth | 8.823
2010 | Historical | Coal wholesale price estimate | Dollars per net GJ | Innovation | 8.823
2010 | Historical | Coal wholesale price estimate | Dollars per net GJ | Reference | 8.823
2010 | Historical | Diesel wholesale price estimate | Dollars per net GJ | Constraint | 37.934
2010 | Historical | Diesel wholesale price estimate | Dollars per net GJ | Environmental | 37.934
2010 | Historical | Diesel wholesale price estimate | Dollars per net GJ | Growth | 37.934
2010 | Historical | Diesel wholesale price estimate | Dollars per net GJ | Innovation | 37.934
2010 | Historical | Diesel wholesale price estimate | Dollars per net GJ | Reference | 37.934
2010 | Historical | Natural gas wholesale price estimate | Dollars per net GJ | Constraint | 15.449
2010 | Historical | Natural gas wholesale price estimate | Dollars per net GJ | Environmental | 15.449
2010 | Historical | Natural gas wholesale price estimate | Dollars per net GJ | Growth | 15.449
2010 | Historical | Natural gas wholesale price estimate | Dollars per net GJ | Innovation | 15.449
2010 | Historical | Natural gas wholesale price estimate | Dollars per net GJ | Reference | 15.449
2011 | Historical | Coal wholesale price estimate | Dollars per net GJ | Constraint | 9.493
2011 | Historical | Coal wholesale price estimate | Dollars per net GJ | Environmental | 9.493
2011 | Historical | Coal wholesale price estimate | Dollars per net GJ | Growth | 9.493
2011 | Historical | Coal wholesale price estimate | Dollars per net GJ | Innovation | 9.493
2011 | Historical | Coal wholesale price estimate | Dollars per net GJ | Reference | 9.493
2011 | Historical | Diesel wholesale price estimate | Dollars per net GJ | Constraint | 43.505
2011 | Historical | Diesel wholesale price estimate | Dollars per net GJ | Environmental | 43.505
2011 | Historical | Diesel wholesale price estimate | Dollars per net GJ | Growth | 43.505
2011 | Historical | Diesel wholesale price estimate | Dollars per net GJ | Innovation | 43.505
2011 | Historical | Diesel wholesale price estimate | Dollars per net GJ | Reference | 43.505
2011 | Historical | Natural gas wholesale price estimate | Dollars per net GJ | Constraint | 12.901
2011 | Historical | Natural gas wholesale price estimate | Dollars per net GJ | Environmental | 12.901
2011 | Historical | Natural gas wholesale price estimate | Dollars per net GJ | Growth | 12.901
2011 | Historical | Natural gas wholesale price estimate | Dollars per net GJ | Innovation | 12.901
2011 | Historical | Natural gas wholesale price estimate | Dollars per net GJ | Reference | 12.901
2012 | Historical | Coal wholesale price estimate | Dollars per net GJ | Constraint | 9.101
2012 | Historical | Coal wholesale price estimate | Dollars per net GJ | Environmental | 9.101
2012 | Historical | Coal wholesale price estimate | Dollars per net GJ | Growth | 9.101
2012 | Historical | Coal wholesale price estimate | Dollars per net GJ | Innovation | 9.101
2012 | Historical | Coal wholesale price estimate | Dollars per net GJ | Reference | 9.101
2012 | Historical | Diesel wholesale price estimate | Dollars per net GJ | Constraint | 43.313
2012 | Historical | Diesel wholesale price estimate | Dollars per net GJ | Environmental | 43.313
2012 | Historical | Diesel wholesale price estimate | Dollars per net GJ | Growth | 43.313
2012 | Historical | Diesel wholesale price estimate | Dollars per net GJ | Innovation | 43.313
2012 | Historical | Diesel wholesale price estimate | Dollars per net GJ | Reference | 43.313
2012 | Historical | Natural gas wholesale price estimate | Dollars per net GJ | Constraint | 13.092
2012 | Historical | Natural gas wholesale price estimate | Dollars per net GJ | Environmental | 13.092
2012 | Historical | Natural gas wholesale price estimate | Dollars per net GJ | Growth | 13.092
2012 | Historical | Natural gas wholesale price estimate | Dollars per net GJ | Innovation | 13.092
2012 | Historical | Natural gas wholesale price estimate | Dollars per net GJ | Reference | 13.092
2013 | Historical | Coal wholesale price estimate | Dollars per net GJ | Constraint | 8.296
2013 | Historical | Coal wholesale price estimate | Dollars per net GJ | Environmental | 8.296
2013 | Historical | Coal wholesale price estimate | Dollars per net GJ | Growth | 8.296
2013 | Historical | Coal wholesale price estimate | Dollars per net GJ | Innovation | 8.296
2013 | Historical | Coal wholesale price estimate | Dollars per net GJ | Reference | 8.296
2013 | Historical | Diesel wholesale price estimate | Dollars per net GJ | Constraint | 41.539
2013 | Historical | Diesel wholesale price estimate | Dollars per net GJ | Environmental | 41.539
2013 | Historical | Diesel wholesale price estimate | Dollars per net GJ | Growth | 41.539
2013 | Historical | Diesel wholesale price estimate | Dollars per net GJ | Innovation | 41.539
2013 | Historical | Diesel wholesale price estimate | Dollars per net GJ | Reference | 41.539
2013 | Historical | Natural gas wholesale price estimate | Dollars per net GJ | Constraint | 14.581
2013 | Historical | Natural gas wholesale price estimate | Dollars per net GJ | Environmental | 14.581
2013 | Historical | Natural gas wholesale price estimate | Dollars per net GJ | Growth | 14.581
2013 | Historical | Natural gas wholesale price estimate | Dollars per net GJ | Innovation | 14.581
2013 | Historical | Natural gas wholesale price estimate | Dollars per net GJ | Reference | 14.581
2014 | Historical | Coal wholesale price estimate | Dollars per net GJ | Constraint | 8.291
2014 | Historical | Coal wholesale price estimate | Dollars per net GJ | Environmental | 8.291
2014 | Historical | Coal wholesale price estimate | Dollars per net GJ | Growth | 8.291
2014 | Historical | Coal wholesale price estimate | Dollars per net GJ | Innovation | 8.291
2014 | Historical | Coal wholesale price estimate | Dollars per net GJ | Reference | 8.291
2014 | Historical | Diesel wholesale price estimate | Dollars per net GJ | Constraint | 37.739
2014 | Historical | Diesel wholesale price estimate | Dollars per net GJ | Environmental | 37.739
2014 | Historical | Diesel wholesale price estimate | Dollars per net GJ | Growth | 37.739
2014 | Historical | Diesel wholesale price estimate | Dollars per net GJ | Innovation | 37.739
2014 | Historical | Diesel wholesale price estimate | Dollars per net GJ | Reference | 37.739
2014 | Historical | Natural gas wholesale price estimate | Dollars per net GJ | Constraint | 13.807
2014 | Historical | Natural gas wholesale price estimate | Dollars per net GJ | Environmental | 13.807
2014 | Historical | Natural gas wholesale price estimate | Dollars per net GJ | Growth | 13.807
2014 | Historical | Natural gas wholesale price estimate | Dollars per net GJ | Innovation | 13.807
2014 | Historical | Natural gas wholesale price estimate | Dollars per net GJ | Reference | 13.807
2015 | Historical | Coal wholesale price estimate | Dollars per net GJ | Constraint | 8.283
2015 | Historical | Coal wholesale price estimate | Dollars per net GJ | Environmental | 8.283
2015 | Historical | Coal wholesale price estimate | Dollars per net GJ | Growth | 8.283
2015 | Historical | Coal wholesale price estimate | Dollars per net GJ | Innovation | 8.283
2015 | Historical | Coal wholesale price estimate | Dollars per net GJ | Reference | 8.283
2015 | Historical | Diesel wholesale price estimate | Dollars per net GJ | Constraint | 29.037
2015 | Historical | Diesel wholesale price estimate | Dollars per net GJ | Environmental | 29.037
2015 | Historical | Diesel wholesale price estimate | Dollars per net GJ | Growth | 29.037
2015 | Historical | Diesel wholesale price estimate | Dollars per net GJ | Innovation | 29.037
2015 | Historical | Diesel wholesale price estimate | Dollars per net GJ | Reference | 29.037
2015 | Historical | Natural gas wholesale price estimate | Dollars per net GJ | Constraint | 12.571
2015 | Historical | Natural gas wholesale price estimate | Dollars per net GJ | Environmental | 12.571
2015 | Historical | Natural gas wholesale price estimate | Dollars per net GJ | Growth | 12.571
2015 | Historical | Natural gas wholesale price estimate | Dollars per net GJ | Innovation | 12.571
2015 | Historical | Natural gas wholesale price estimate | Dollars per net GJ | Reference | 12.571
2016 | Historical | Coal wholesale price estimate | Dollars per net GJ | Constraint | 8.714
2016 | Historical | Coal wholesale price estimate | Dollars per net GJ | Environmental | 8.714
2016 | Historical | Coal wholesale price estimate | Dollars per net GJ | Growth | 8.714
2016 | Historical | Coal wholesale price estimate | Dollars per net GJ | Innovation | 8.714
2016 | Historical | Coal wholesale price estimate | Dollars per net GJ | Reference | 8.714
2016 | Historical | Diesel wholesale price estimate | Dollars per net GJ | Constraint | 24.824
2016 | Historical | Diesel wholesale price estimate | Dollars per net GJ | Environmental | 24.824
2016 | Historical | Diesel wholesale price estimate | Dollars per net GJ | Growth | 24.824
2016 | Historical | Diesel wholesale price estimate | Dollars per net GJ | Innovation | 24.824
2016 | Historical | Diesel wholesale price estimate | Dollars per net GJ | Reference | 24.824
2016 | Historical | Natural gas wholesale price estimate | Dollars per net GJ | Constraint | 11.636
2016 | Historical | Natural gas wholesale price estimate | Dollars per net GJ | Environmental | 11.636
2016 | Historical | Natural gas wholesale price estimate | Dollars per net GJ | Growth | 11.636
2016 | Historical | Natural gas wholesale price estimate | Dollars per net GJ | Innovation | 11.636
2016 | Historical | Natural gas wholesale price estimate | Dollars per net GJ | Reference | 11.636
2017 | Historical | Coal wholesale price estimate | Dollars per net GJ | Constraint | 7.98
2017 | Historical | Coal wholesale price estimate | Dollars per net GJ | Environmental | 7.98
2017 | Historical | Coal wholesale price estimate | Dollars per net GJ | Growth | 7.98
2017 | Historical | Coal wholesale price estimate | Dollars per net GJ | Innovation | 7.98
2017 | Historical | Coal wholesale price estimate | Dollars per net GJ | Reference | 7.98
2017 | Historical | Diesel wholesale price estimate | Dollars per net GJ | Constraint | 27.629
2017 | Historical | Diesel wholesale price estimate | Dollars per net GJ | Environmental | 27.629
2017 | Historical | Diesel wholesale price estimate | Dollars per net GJ | Growth | 27.629
2017 | Historical | Diesel wholesale price estimate | Dollars per net GJ | Innovation | 27.629
2017 | Historical | Diesel wholesale price estimate | Dollars per net GJ | Reference | 27.629
2017 | Historical | Natural gas wholesale price estimate | Dollars per net GJ | Constraint | 11.25
2017 | Historical | Natural gas wholesale price estimate | Dollars per net GJ | Environmental | 11.25
2017 | Historical | Natural gas wholesale price estimate | Dollars per net GJ | Growth | 11.25
2017 | Historical | Natural gas wholesale price estimate | Dollars per net GJ | Innovation | 11.25
2017 | Historical | Natural gas wholesale price estimate | Dollars per net GJ | Reference | 11.25
2018 | Historical | Coal wholesale price estimate | Dollars per net GJ | Constraint | 9.666
2018 | Historical | Coal wholesale price estimate | Dollars per net GJ | Environmental | 9.666
2018 | Historical | Coal wholesale price estimate | Dollars per net GJ | Growth | 9.666
2018 | Historical | Coal wholesale price estimate | Dollars per net GJ | Innovation | 9.666
2018 | Historical | Coal wholesale price estimate | Dollars per net GJ | Reference | 9.666
2018 | Historical | Diesel wholesale price estimate | Dollars per net GJ | Constraint | 36.452
2018 | Historical | Diesel wholesale price estimate | Dollars per net GJ | Environmental | 36.452
2018 | Historical | Diesel wholesale price estimate | Dollars per net GJ | Growth | 36.452
2018 | Historical | Diesel wholesale price estimate | Dollars per net GJ | Innovation | 36.452
2018 | Historical | Diesel wholesale price estimate | Dollars per net GJ | Reference | 36.452
2018 | Historical | Natural gas wholesale price estimate | Dollars per net GJ | Constraint | 10.599
2018 | Historical | Natural gas wholesale price estimate | Dollars per net GJ | Environmental | 10.599
2018 | Historical | Natural gas wholesale price estimate | Dollars per net GJ | Growth | 10.599
2018 | Historical | Natural gas wholesale price estimate | Dollars per net GJ | Innovation | 10.599
2018 | Historical | Natural gas wholesale price estimate | Dollars per net GJ | Reference | 10.599
2019 | Historical | Coal wholesale price estimate | Dollars per net GJ | Constraint | 10.231
2019 | Historical | Coal wholesale price estimate | Dollars per net GJ | Environmental | 10.231
2019 | Historical | Coal wholesale price estimate | Dollars per net GJ | Growth | 10.231
2019 | Historical | Coal wholesale price estimate | Dollars per net GJ | Innovation | 10.231
2019 | Historical | Coal wholesale price estimate | Dollars per net GJ | Reference | 10.231
2019 | Historical | Diesel wholesale price estimate | Dollars per net GJ | Constraint | 34.564
2019 | Historical | Diesel wholesale price estimate | Dollars per net GJ | Environmental | 34.564
2019 | Historical | Diesel wholesale price estimate | Dollars per net GJ | Growth | 34.564
2019 | Historical | Diesel wholesale price estimate | Dollars per net GJ | Innovation | 34.564
2019 | Historical | Diesel wholesale price estimate | Dollars per net GJ | Reference | 34.564
2019 | Historical | Natural gas wholesale price estimate | Dollars per net GJ | Constraint | 10.555
2019 | Historical | Natural gas wholesale price estimate | Dollars per net GJ | Environmental | 10.555
2019 | Historical | Natural gas wholesale price estimate | Dollars per net GJ | Growth | 10.555
2019 | Historical | Natural gas wholesale price estimate | Dollars per net GJ | Innovation | 10.555
2019 | Historical | Natural gas wholesale price estimate | Dollars per net GJ | Reference | 10.555
2020 | Historical | Coal wholesale price estimate | Dollars per net GJ | Constraint | 11.094
2020 | Historical | Coal wholesale price estimate | Dollars per net GJ | Environmental | 11.094
2020 | Historical | Coal wholesale price estimate | Dollars per net GJ | Growth | 11.094
2020 | Historical | Coal wholesale price estimate | Dollars per net GJ | Innovation | 11.094
2020 | Historical | Coal wholesale price estimate | Dollars per net GJ | Reference | 11.094
2020 | Historical | Diesel wholesale price estimate | Dollars per net GJ | Constraint | 25.978
2020 | Historical | Diesel wholesale price estimate | Dollars per net GJ | Environmental | 25.978
2020 | Historical | Diesel wholesale price estimate | Dollars per net GJ | Growth | 25.978
2020 | Historical | Diesel wholesale price estimate | Dollars per net GJ | Innovation | 25.978
2020 | Historical | Diesel wholesale price estimate | Dollars per net GJ | Reference | 25.978
2020 | Historical | Natural gas wholesale price estimate | Dollars per net GJ | Constraint | 12.041
2020 | Historical | Natural gas wholesale price estimate | Dollars per net GJ | Environmental | 12.041
2020 | Historical | Natural gas wholesale price estimate | Dollars per net GJ | Growth | 12.041
2020 | Historical | Natural gas wholesale price estimate | Dollars per net GJ | Innovation | 12.041
2020 | Historical | Natural gas wholesale price estimate | Dollars per net GJ | Reference | 12.041
2021 | Historical | Coal wholesale price estimate | Dollars per net GJ | Constraint | 12.17
2021 | Historical | Coal wholesale price estimate | Dollars per net GJ | Environmental | 12.17
2021 | Historical | Coal wholesale price estimate | Dollars per net GJ | Growth | 12.17
2021 | Historical | Coal wholesale price estimate | Dollars per net GJ | Innovation | 12.17
2021 | Historical | Coal wholesale price estimate | Dollars per net GJ | Reference | 12.17
2021 | Historical | Diesel wholesale price estimate | Dollars per net GJ | Constraint | 33.486
2021 | Historical | Diesel wholesale price estimate | Dollars per net GJ | Environmental | 33.486
2021 | Historical | Diesel wholesale price estimate | Dollars per net GJ | Growth | 33.486
2021 | Historical | Diesel wholesale price estimate | Dollars per net GJ | Innovation | 33.486
2021 | Historical | Diesel wholesale price estimate | Dollars per net GJ | Reference | 33.486
2021 | Historical | Natural gas wholesale price estimate | Dollars per net GJ | Constraint | 13.454
2021 | Historical | Natural gas wholesale price estimate | Dollars per net GJ | Environmental | 13.454
2021 | Historical | Natural gas wholesale price estimate | Dollars per net GJ | Growth | 13.454
2021 | Historical | Natural gas wholesale price estimate | Dollars per net GJ | Innovation | 13.454
2021 | Historical | Natural gas wholesale price estimate | Dollars per net GJ | Reference | 13.454
2022 | Historical | Coal wholesale price estimate | Dollars per net GJ | Constraint | 13.791
2022 | Historical | Coal wholesale price estimate | Dollars per net GJ | Environmental | 13.791
2022 | Historical | Coal wholesale price estimate | Dollars per net GJ | Growth | 13.791
2022 | Historical | Coal wholesale price estimate | Dollars per net GJ | Innovation | 13.791
2022 | Historical | Coal wholesale price estimate | Dollars per net GJ | Reference | 13.791
2022 | Historical | Diesel wholesale price estimate | Dollars per net GJ | Constraint | 55.768
2022 | Historical | Diesel wholesale price estimate | Dollars per net GJ | Environmental | 55.768
2022 | Historical | Diesel wholesale price estimate | Dollars per net GJ | Growth | 55.768
2022 | Historical | Diesel wholesale price estimate | Dollars per net GJ | Innovation | 55.768
2022 | Historical | Diesel wholesale price estimate | Dollars per net GJ | Reference | 55.768
2022 | Historical | Natural gas wholesale price estimate | Dollars per net GJ | Constraint | 16.253
2022 | Historical | Natural gas wholesale price estimate | Dollars per net GJ | Environmental | 16.253
2022 | Historical | Natural gas wholesale price estimate | Dollars per net GJ | Growth | 16.253
2022 | Historical | Natural gas wholesale price estimate | Dollars per net GJ | Innovation | 16.253
2022 | Historical | Natural gas wholesale price estimate | Dollars per net GJ | Reference | 16.253
2023 | Historical | Coal wholesale price estimate | Dollars per net GJ | Constraint | 11.779
2023 | Historical | Coal wholesale price estimate | Dollars per net GJ | Environmental | 11.779
2023 | Historical | Coal wholesale price estimate | Dollars per net GJ | Growth | 11.779
2023 | Historical | Coal wholesale price estimate | Dollars per net GJ | Innovation | 11.779
2023 | Historical | Coal wholesale price estimate | Dollars per net GJ | Reference | 11.779
2023 | Historical | Diesel wholesale price estimate | Dollars per net GJ | Constraint | 55.199
2023 | Historical | Diesel wholesale price estimate | Dollars per net GJ | Environmental | 55.199
2023 | Historical | Diesel wholesale price estimate | Dollars per net GJ | Growth | 55.199
2023 | Historical | Diesel wholesale price estimate | Dollars per net GJ | Innovation | 55.199
2023 | Historical | Diesel wholesale price estimate | Dollars per net GJ | Reference | 55.199
2023 | Historical | Natural gas wholesale price estimate | Dollars per net GJ | Constraint | 14.257
2023 | Historical | Natural gas wholesale price estimate | Dollars per net GJ | Environmental | 14.257
2023 | Historical | Natural gas wholesale price estimate | Dollars per net GJ | Growth | 14.257
2023 | Historical | Natural gas wholesale price estimate | Dollars per net GJ | Innovation | 14.257
2023 | Historical | Natural gas wholesale price estimate | Dollars per net GJ | Reference | 14.257
2024 | Projected | Coal wholesale price estimate | Dollars per net GJ | Constraint | 11.95
2024 | Projected | Coal wholesale price estimate | Dollars per net GJ | Environmental | 11.703
2024 | Projected | Coal wholesale price estimate | Dollars per net GJ | Growth | 11.549
2024 | Projected | Coal wholesale price estimate | Dollars per net GJ | Innovation | 11.95
2024 | Projected | Coal wholesale price estimate | Dollars per net GJ | Reference | 11.95
2024 | Projected | Diesel wholesale price estimate | Dollars per net GJ | Constraint | 47.566
2024 | Projected | Diesel wholesale price estimate | Dollars per net GJ | Environmental | 44.817
2024 | Projected | Diesel wholesale price estimate | Dollars per net GJ | Growth | 46.758
2024 | Projected | Diesel wholesale price estimate | Dollars per net GJ | Innovation | 47.152
2024 | Projected | Diesel wholesale price estimate | Dollars per net GJ | Reference | 47.152
2024 | Projected | Natural gas wholesale price estimate | Dollars per net GJ | Constraint | 14.232
2024 | Projected | Natural gas wholesale price estimate | Dollars per net GJ | Environmental | 13.93
2024 | Projected | Natural gas wholesale price estimate | Dollars per net GJ | Growth | 13.808
2024 | Projected | Natural gas wholesale price estimate | Dollars per net GJ | Innovation | 14.126
2024 | Projected | Natural gas wholesale price estimate | Dollars per net GJ | Reference | 14.126
2025 | Projected | Coal wholesale price estimate | Dollars per net GJ | Constraint | 12.128
2025 | Projected | Coal wholesale price estimate | Dollars per net GJ | Environmental | 12.086
2025 | Projected | Coal wholesale price estimate | Dollars per net GJ | Growth | 11.329
2025 | Projected | Coal wholesale price estimate | Dollars per net GJ | Innovation | 12.128
2025 | Projected | Coal wholesale price estimate | Dollars per net GJ | Reference | 12.128
2025 | Projected | Diesel wholesale price estimate | Dollars per net GJ | Constraint | 48.517
2025 | Projected | Diesel wholesale price estimate | Dollars per net GJ | Environmental | 43.462
2025 | Projected | Diesel wholesale price estimate | Dollars per net GJ | Growth | 46.906
2025 | Projected | Diesel wholesale price estimate | Dollars per net GJ | Innovation | 47.689
2025 | Projected | Diesel wholesale price estimate | Dollars per net GJ | Reference | 47.689
2025 | Projected | Natural gas wholesale price estimate | Dollars per net GJ | Constraint | 14.699
2025 | Projected | Natural gas wholesale price estimate | Dollars per net GJ | Environmental | 14.449
2025 | Projected | Natural gas wholesale price estimate | Dollars per net GJ | Growth | 13.85
2025 | Projected | Natural gas wholesale price estimate | Dollars per net GJ | Innovation | 14.482
2025 | Projected | Natural gas wholesale price estimate | Dollars per net GJ | Reference | 14.482
2026 | Projected | Coal wholesale price estimate | Dollars per net GJ | Constraint | 12.311
2026 | Projected | Coal wholesale price estimate | Dollars per net GJ | Environmental | 12.545
2026 | Projected | Coal wholesale price estimate | Dollars per net GJ | Growth | 11.12
2026 | Projected | Coal wholesale price estimate | Dollars per net GJ | Innovation | 12.311
2026 | Projected | Coal wholesale price estimate | Dollars per net GJ | Reference | 12.311
2026 | Projected | Diesel wholesale price estimate | Dollars per net GJ | Constraint | 49.473
2026 | Projected | Diesel wholesale price estimate | Dollars per net GJ | Environmental | 42.183
2026 | Projected | Diesel wholesale price estimate | Dollars per net GJ | Growth | 47.063
2026 | Projected | Diesel wholesale price estimate | Dollars per net GJ | Innovation | 48.232
2026 | Projected | Diesel wholesale price estimate | Dollars per net GJ | Reference | 48.232
2026 | Projected | Natural gas wholesale price estimate | Dollars per net GJ | Constraint | 15.181
2026 | Projected | Natural gas wholesale price estimate | Dollars per net GJ | Environmental | 15.033
2026 | Projected | Natural gas wholesale price estimate | Dollars per net GJ | Growth | 13.904
2026 | Projected | Natural gas wholesale price estimate | Dollars per net GJ | Innovation | 14.847
2026 | Projected | Natural gas wholesale price estimate | Dollars per net GJ | Reference | 14.847
2027 | Projected | Coal wholesale price estimate | Dollars per net GJ | Constraint | 12.502
2027 | Projected | Coal wholesale price estimate | Dollars per net GJ | Environmental | 13.005
2027 | Projected | Coal wholesale price estimate | Dollars per net GJ | Growth | 10.921
2027 | Projected | Coal wholesale price estimate | Dollars per net GJ | Innovation | 12.502
2027 | Projected | Coal wholesale price estimate | Dollars per net GJ | Reference | 12.502
2027 | Projected | Diesel wholesale price estimate | Dollars per net GJ | Constraint | 50.436
2027 | Projected | Diesel wholesale price estimate | Dollars per net GJ | Environmental | 40.904
2027 | Projected | Diesel wholesale price estimate | Dollars per net GJ | Growth | 47.231
2027 | Projected | Diesel wholesale price estimate | Dollars per net GJ | Innovation | 48.782
2027 | Projected | Diesel wholesale price estimate | Dollars per net GJ | Reference | 48.782
2027 | Projected | Natural gas wholesale price estimate | Dollars per net GJ | Constraint | 15.678
2027 | Projected | Natural gas wholesale price estimate | Dollars per net GJ | Environmental | 15.621
2027 | Projected | Natural gas wholesale price estimate | Dollars per net GJ | Growth | 13.971
2027 | Projected | Natural gas wholesale price estimate | Dollars per net GJ | Innovation | 15.222
2027 | Projected | Natural gas wholesale price estimate | Dollars per net GJ | Reference | 15.222
2028 | Projected | Coal wholesale price estimate | Dollars per net GJ | Constraint | 12.698
2028 | Projected | Coal wholesale price estimate | Dollars per net GJ | Environmental | 13.541
2028 | Projected | Coal wholesale price estimate | Dollars per net GJ | Growth | 10.731
2028 | Projected | Coal wholesale price estimate | Dollars per net GJ | Innovation | 12.698
2028 | Projected | Coal wholesale price estimate | Dollars per net GJ | Reference | 12.698
2028 | Projected | Diesel wholesale price estimate | Dollars per net GJ | Constraint | 51.406
2028 | Projected | Diesel wholesale price estimate | Dollars per net GJ | Environmental | 39.7
2028 | Projected | Diesel wholesale price estimate | Dollars per net GJ | Growth | 47.408
2028 | Projected | Diesel wholesale price estimate | Dollars per net GJ | Innovation | 49.338
2028 | Projected | Diesel wholesale price estimate | Dollars per net GJ | Reference | 49.338
2028 | Projected | Natural gas wholesale price estimate | Dollars per net GJ | Constraint | 16.191
2028 | Projected | Natural gas wholesale price estimate | Dollars per net GJ | Environmental | 16.274
2028 | Projected | Natural gas wholesale price estimate | Dollars per net GJ | Growth | 14.049
2028 | Projected | Natural gas wholesale price estimate | Dollars per net GJ | Innovation | 15.607
2028 | Projected | Natural gas wholesale price estimate | Dollars per net GJ | Reference | 15.607
2029 | Projected | Coal wholesale price estimate | Dollars per net GJ | Constraint | 12.425
2029 | Projected | Coal wholesale price estimate | Dollars per net GJ | Environmental | 14.154
2029 | Projected | Coal wholesale price estimate | Dollars per net GJ | Growth | 10.55
2029 | Projected | Coal wholesale price estimate | Dollars per net GJ | Innovation | 12.425
2029 | Projected | Coal wholesale price estimate | Dollars per net GJ | Reference | 12.425
2029 | Projected | Diesel wholesale price estimate | Dollars per net GJ | Constraint | 51.914
2029 | Projected | Diesel wholesale price estimate | Dollars per net GJ | Environmental | 38.572
2029 | Projected | Diesel wholesale price estimate | Dollars per net GJ | Growth | 47.594
2029 | Projected | Diesel wholesale price estimate | Dollars per net GJ | Innovation | 49.432
2029 | Projected | Diesel wholesale price estimate | Dollars per net GJ | Reference | 49.432
2029 | Projected | Natural gas wholesale price estimate | Dollars per net GJ | Constraint | 16.342
2029 | Projected | Natural gas wholesale price estimate | Dollars per net GJ | Environmental | 16.993
2029 | Projected | Natural gas wholesale price estimate | Dollars per net GJ | Growth | 14.14
2029 | Projected | Natural gas wholesale price estimate | Dollars per net GJ | Innovation | 15.624
2029 | Projected | Natural gas wholesale price estimate | Dollars per net GJ | Reference | 15.624
2030 | Projected | Coal wholesale price estimate | Dollars per net GJ | Constraint | 12.151
2030 | Projected | Coal wholesale price estimate | Dollars per net GJ | Environmental | 14.767
2030 | Projected | Coal wholesale price estimate | Dollars per net GJ | Growth | 10.378
2030 | Projected | Coal wholesale price estimate | Dollars per net GJ | Innovation | 12.151
2030 | Projected | Coal wholesale price estimate | Dollars per net GJ | Reference | 12.151
2030 | Projected | Diesel wholesale price estimate | Dollars per net GJ | Constraint | 52.423
2030 | Projected | Diesel wholesale price estimate | Dollars per net GJ | Environmental | 37.443
2030 | Projected | Diesel wholesale price estimate | Dollars per net GJ | Growth | 47.788
2030 | Projected | Diesel wholesale price estimate | Dollars per net GJ | Innovation | 49.527
2030 | Projected | Diesel wholesale price estimate | Dollars per net GJ | Reference | 49.527
2030 | Projected | Natural gas wholesale price estimate | Dollars per net GJ | Constraint | 16.504
2030 | Projected | Natural gas wholesale price estimate | Dollars per net GJ | Environmental | 17.716
2030 | Projected | Natural gas wholesale price estimate | Dollars per net GJ | Growth | 14.242
2030 | Projected | Natural gas wholesale price estimate | Dollars per net GJ | Innovation | 15.646
2030 | Projected | Natural gas wholesale price estimate | Dollars per net GJ | Reference | 15.646
2031 | Projected | Coal wholesale price estimate | Dollars per net GJ | Constraint | 11.878
2031 | Projected | Coal wholesale price estimate | Dollars per net GJ | Environmental | 15.456
2031 | Projected | Coal wholesale price estimate | Dollars per net GJ | Growth | 10.215
2031 | Projected | Coal wholesale price estimate | Dollars per net GJ | Innovation | 11.878
2031 | Projected | Coal wholesale price estimate | Dollars per net GJ | Reference | 11.878
2031 | Projected | Diesel wholesale price estimate | Dollars per net GJ | Constraint | 52.117
2031 | Projected | Diesel wholesale price estimate | Dollars per net GJ | Environmental | 37.829
2031 | Projected | Diesel wholesale price estimate | Dollars per net GJ | Growth | 47.593
2031 | Projected | Diesel wholesale price estimate | Dollars per net GJ | Innovation | 49.224
2031 | Projected | Diesel wholesale price estimate | Dollars per net GJ | Reference | 49.224
2031 | Projected | Natural gas wholesale price estimate | Dollars per net GJ | Constraint | 16.678
2031 | Projected | Natural gas wholesale price estimate | Dollars per net GJ | Environmental | 18.505
2031 | Projected | Natural gas wholesale price estimate | Dollars per net GJ | Growth | 14.355
2031 | Projected | Natural gas wholesale price estimate | Dollars per net GJ | Innovation | 15.672
2031 | Projected | Natural gas wholesale price estimate | Dollars per net GJ | Reference | 15.672
2032 | Projected | Coal wholesale price estimate | Dollars per net GJ | Constraint | 11.604
2032 | Projected | Coal wholesale price estimate | Dollars per net GJ | Environmental | 16.222
2032 | Projected | Coal wholesale price estimate | Dollars per net GJ | Growth | 10.059
2032 | Projected | Coal wholesale price estimate | Dollars per net GJ | Innovation | 11.604
2032 | Projected | Coal wholesale price estimate | Dollars per net GJ | Reference | 11.604
2032 | Projected | Diesel wholesale price estimate | Dollars per net GJ | Constraint | 51.811
2032 | Projected | Diesel wholesale price estimate | Dollars per net GJ | Environmental | 38.291
2032 | Projected | Diesel wholesale price estimate | Dollars per net GJ | Growth | 47.406
2032 | Projected | Diesel wholesale price estimate | Dollars per net GJ | Innovation | 48.922
2032 | Projected | Diesel wholesale price estimate | Dollars per net GJ | Reference | 48.922
2032 | Projected | Natural gas wholesale price estimate | Dollars per net GJ | Constraint | 16.863
2032 | Projected | Natural gas wholesale price estimate | Dollars per net GJ | Environmental | 19.359
2032 | Projected | Natural gas wholesale price estimate | Dollars per net GJ | Growth | 14.48
2032 | Projected | Natural gas wholesale price estimate | Dollars per net GJ | Innovation | 15.703
2032 | Projected | Natural gas wholesale price estimate | Dollars per net GJ | Reference | 15.703
2033 | Projected | Coal wholesale price estimate | Dollars per net GJ | Constraint | 11.331
2033 | Projected | Coal wholesale price estimate | Dollars per net GJ | Environmental | 17.065
2033 | Projected | Coal wholesale price estimate | Dollars per net GJ | Growth | 9.91
2033 | Projected | Coal wholesale price estimate | Dollars per net GJ | Innovation | 11.331
2033 | Projected | Coal wholesale price estimate | Dollars per net GJ | Reference | 11.331
2033 | Projected | Diesel wholesale price estimate | Dollars per net GJ | Constraint | 51.505
2033 | Projected | Diesel wholesale price estimate | Dollars per net GJ | Environmental | 38.828
2033 | Projected | Diesel wholesale price estimate | Dollars per net GJ | Growth | 47.227
2033 | Projected | Diesel wholesale price estimate | Dollars per net GJ | Innovation | 48.62
2033 | Projected | Diesel wholesale price estimate | Dollars per net GJ | Reference | 48.62
2033 | Projected | Natural gas wholesale price estimate | Dollars per net GJ | Constraint | 17.06
2033 | Projected | Natural gas wholesale price estimate | Dollars per net GJ | Environmental | 20.279
2033 | Projected | Natural gas wholesale price estimate | Dollars per net GJ | Growth | 14.615
2033 | Projected | Natural gas wholesale price estimate | Dollars per net GJ | Innovation | 15.739
2033 | Projected | Natural gas wholesale price estimate | Dollars per net GJ | Reference | 15.739
2034 | Projected | Coal wholesale price estimate | Dollars per net GJ | Constraint | 11.057
2034 | Projected | Coal wholesale price estimate | Dollars per net GJ | Environmental | 17.907
2034 | Projected | Coal wholesale price estimate | Dollars per net GJ | Growth | 9.769
2034 | Projected | Coal wholesale price estimate | Dollars per net GJ | Innovation | 11.057
2034 | Projected | Coal wholesale price estimate | Dollars per net GJ | Reference | 11.057
2034 | Projected | Diesel wholesale price estimate | Dollars per net GJ | Constraint | 51.199
2034 | Projected | Diesel wholesale price estimate | Dollars per net GJ | Environmental | 39.365
2034 | Projected | Diesel wholesale price estimate | Dollars per net GJ | Growth | 47.054
2034 | Projected | Diesel wholesale price estimate | Dollars per net GJ | Innovation | 48.317
2034 | Projected | Diesel wholesale price estimate | Dollars per net GJ | Reference | 48.317
2034 | Projected | Natural gas wholesale price estimate | Dollars per net GJ | Constraint | 17.27
2034 | Projected | Natural gas wholesale price estimate | Dollars per net GJ | Environmental | 21.204
2034 | Projected | Natural gas wholesale price estimate | Dollars per net GJ | Growth | 14.761
2034 | Projected | Natural gas wholesale price estimate | Dollars per net GJ | Innovation | 15.78
2034 | Projected | Natural gas wholesale price estimate | Dollars per net GJ | Reference | 15.78
2035 | Projected | Coal wholesale price estimate | Dollars per net GJ | Constraint | 10.783
2035 | Projected | Coal wholesale price estimate | Dollars per net GJ | Environmental | 18.29
2035 | Projected | Coal wholesale price estimate | Dollars per net GJ | Growth | 9.634
2035 | Projected | Coal wholesale price estimate | Dollars per net GJ | Innovation | 10.783
2035 | Projected | Coal wholesale price estimate | Dollars per net GJ | Reference | 10.783
2035 | Projected | Diesel wholesale price estimate | Dollars per net GJ | Constraint | 50.894
2035 | Projected | Diesel wholesale price estimate | Dollars per net GJ | Environmental | 39.451
2035 | Projected | Diesel wholesale price estimate | Dollars per net GJ | Growth | 46.888
2035 | Projected | Diesel wholesale price estimate | Dollars per net GJ | Innovation | 48.015
2035 | Projected | Diesel wholesale price estimate | Dollars per net GJ | Reference | 48.015
2035 | Projected | Natural gas wholesale price estimate | Dollars per net GJ | Constraint | 17.492
2035 | Projected | Natural gas wholesale price estimate | Dollars per net GJ | Environmental | 21.77
2035 | Projected | Natural gas wholesale price estimate | Dollars per net GJ | Growth | 14.917
2035 | Projected | Natural gas wholesale price estimate | Dollars per net GJ | Innovation | 15.827
2035 | Projected | Natural gas wholesale price estimate | Dollars per net GJ | Reference | 15.827
2036 | Projected | Coal wholesale price estimate | Dollars per net GJ | Constraint | 10.783
2036 | Projected | Coal wholesale price estimate | Dollars per net GJ | Environmental | 18.597
2036 | Projected | Coal wholesale price estimate | Dollars per net GJ | Growth | 9.634
2036 | Projected | Coal wholesale price estimate | Dollars per net GJ | Innovation | 10.783
2036 | Projected | Coal wholesale price estimate | Dollars per net GJ | Reference | 10.783
2036 | Projected | Diesel wholesale price estimate | Dollars per net GJ | Constraint | 50.856
2036 | Projected | Diesel wholesale price estimate | Dollars per net GJ | Environmental | 39.462
2036 | Projected | Diesel wholesale price estimate | Dollars per net GJ | Growth | 46.854
2036 | Projected | Diesel wholesale price estimate | Dollars per net GJ | Innovation | 47.981
2036 | Projected | Diesel wholesale price estimate | Dollars per net GJ | Reference | 47.981
2036 | Projected | Natural gas wholesale price estimate | Dollars per net GJ | Constraint | 17.944
2036 | Projected | Natural gas wholesale price estimate | Dollars per net GJ | Environmental | 22.281
2036 | Projected | Natural gas wholesale price estimate | Dollars per net GJ | Growth | 15.185
2036 | Projected | Natural gas wholesale price estimate | Dollars per net GJ | Innovation | 16.095
2036 | Projected | Natural gas wholesale price estimate | Dollars per net GJ | Reference | 16.095
2037 | Projected | Coal wholesale price estimate | Dollars per net GJ | Constraint | 10.783
2037 | Projected | Coal wholesale price estimate | Dollars per net GJ | Environmental | 18.98
2037 | Projected | Coal wholesale price estimate | Dollars per net GJ | Growth | 9.634
2037 | Projected | Coal wholesale price estimate | Dollars per net GJ | Innovation | 10.783
2037 | Projected | Coal wholesale price estimate | Dollars per net GJ | Reference | 10.783
2037 | Projected | Diesel wholesale price estimate | Dollars per net GJ | Constraint | 50.819
2037 | Projected | Diesel wholesale price estimate | Dollars per net GJ | Environmental | 39.548
2037 | Projected | Diesel wholesale price estimate | Dollars per net GJ | Growth | 46.82
2037 | Projected | Diesel wholesale price estimate | Dollars per net GJ | Innovation | 47.947
2037 | Projected | Diesel wholesale price estimate | Dollars per net GJ | Reference | 47.947
2037 | Projected | Natural gas wholesale price estimate | Dollars per net GJ | Constraint | 18.41
2037 | Projected | Natural gas wholesale price estimate | Dollars per net GJ | Environmental | 22.858
2037 | Projected | Natural gas wholesale price estimate | Dollars per net GJ | Growth | 15.459
2037 | Projected | Natural gas wholesale price estimate | Dollars per net GJ | Innovation | 16.368
2037 | Projected | Natural gas wholesale price estimate | Dollars per net GJ | Reference | 16.368
2038 | Projected | Coal wholesale price estimate | Dollars per net GJ | Constraint | 10.783
2038 | Projected | Coal wholesale price estimate | Dollars per net GJ | Environmental | 19.286
2038 | Projected | Coal wholesale price estimate | Dollars per net GJ | Growth | 9.634
2038 | Projected | Coal wholesale price estimate | Dollars per net GJ | Innovation | 10.783
2038 | Projected | Coal wholesale price estimate | Dollars per net GJ | Reference | 10.783
2038 | Projected | Diesel wholesale price estimate | Dollars per net GJ | Constraint | 50.781
2038 | Projected | Diesel wholesale price estimate | Dollars per net GJ | Environmental | 39.559
2038 | Projected | Diesel wholesale price estimate | Dollars per net GJ | Growth | 46.786
2038 | Projected | Diesel wholesale price estimate | Dollars per net GJ | Innovation | 47.913
2038 | Projected | Diesel wholesale price estimate | Dollars per net GJ | Reference | 47.913
2038 | Projected | Natural gas wholesale price estimate | Dollars per net GJ | Constraint | 18.89
2038 | Projected | Natural gas wholesale price estimate | Dollars per net GJ | Environmental | 23.379
2038 | Projected | Natural gas wholesale price estimate | Dollars per net GJ | Growth | 15.738
2038 | Projected | Natural gas wholesale price estimate | Dollars per net GJ | Innovation | 16.647
2038 | Projected | Natural gas wholesale price estimate | Dollars per net GJ | Reference | 16.647
2039 | Projected | Coal wholesale price estimate | Dollars per net GJ | Constraint | 10.783
2039 | Projected | Coal wholesale price estimate | Dollars per net GJ | Environmental | 19.669
2039 | Projected | Coal wholesale price estimate | Dollars per net GJ | Growth | 9.634
2039 | Projected | Coal wholesale price estimate | Dollars per net GJ | Innovation | 10.783
2039 | Projected | Coal wholesale price estimate | Dollars per net GJ | Reference | 10.783
2039 | Projected | Diesel wholesale price estimate | Dollars per net GJ | Constraint | 50.744
2039 | Projected | Diesel wholesale price estimate | Dollars per net GJ | Environmental | 39.645
2039 | Projected | Diesel wholesale price estimate | Dollars per net GJ | Growth | 46.751
2039 | Projected | Diesel wholesale price estimate | Dollars per net GJ | Innovation | 47.879
2039 | Projected | Diesel wholesale price estimate | Dollars per net GJ | Reference | 47.879
2039 | Projected | Natural gas wholesale price estimate | Dollars per net GJ | Constraint | 19.384
2039 | Projected | Natural gas wholesale price estimate | Dollars per net GJ | Environmental | 23.967
2039 | Projected | Natural gas wholesale price estimate | Dollars per net GJ | Growth | 16.022
2039 | Projected | Natural gas wholesale price estimate | Dollars per net GJ | Innovation | 16.932
2039 | Projected | Natural gas wholesale price estimate | Dollars per net GJ | Reference | 16.932
2040 | Projected | Coal wholesale price estimate | Dollars per net GJ | Constraint | 10.783
2040 | Projected | Coal wholesale price estimate | Dollars per net GJ | Environmental | 20.052
2040 | Projected | Coal wholesale price estimate | Dollars per net GJ | Growth | 9.634
2040 | Projected | Coal wholesale price estimate | Dollars per net GJ | Innovation | 10.783
2040 | Projected | Coal wholesale price estimate | Dollars per net GJ | Reference | 10.783
2040 | Projected | Diesel wholesale price estimate | Dollars per net GJ | Constraint | 50.706
2040 | Projected | Diesel wholesale price estimate | Dollars per net GJ | Environmental | 39.731
2040 | Projected | Diesel wholesale price estimate | Dollars per net GJ | Growth | 46.717
2040 | Projected | Diesel wholesale price estimate | Dollars per net GJ | Innovation | 47.844
2040 | Projected | Diesel wholesale price estimate | Dollars per net GJ | Reference | 47.844
2040 | Projected | Natural gas wholesale price estimate | Dollars per net GJ | Constraint | 19.893
2040 | Projected | Natural gas wholesale price estimate | Dollars per net GJ | Environmental | 24.561
2040 | Projected | Natural gas wholesale price estimate | Dollars per net GJ | Growth | 16.313
2040 | Projected | Natural gas wholesale price estimate | Dollars per net GJ | Innovation | 17.222
2040 | Projected | Natural gas wholesale price estimate | Dollars per net GJ | Reference | 17.222
2041 | Projected | Coal wholesale price estimate | Dollars per net GJ | Constraint | 10.783
2041 | Projected | Coal wholesale price estimate | Dollars per net GJ | Environmental | 20.435
2041 | Projected | Coal wholesale price estimate | Dollars per net GJ | Growth | 9.634
2041 | Projected | Coal wholesale price estimate | Dollars per net GJ | Innovation | 10.783
2041 | Projected | Coal wholesale price estimate | Dollars per net GJ | Reference | 10.783
2041 | Projected | Diesel wholesale price estimate | Dollars per net GJ | Constraint | 50.669
2041 | Projected | Diesel wholesale price estimate | Dollars per net GJ | Environmental | 39.817
2041 | Projected | Diesel wholesale price estimate | Dollars per net GJ | Growth | 46.683
2041 | Projected | Diesel wholesale price estimate | Dollars per net GJ | Innovation | 47.81
2041 | Projected | Diesel wholesale price estimate | Dollars per net GJ | Reference | 47.81
2041 | Projected | Natural gas wholesale price estimate | Dollars per net GJ | Constraint | 20.418
2041 | Projected | Natural gas wholesale price estimate | Dollars per net GJ | Environmental | 25.16
2041 | Projected | Natural gas wholesale price estimate | Dollars per net GJ | Growth | 16.609
2041 | Projected | Natural gas wholesale price estimate | Dollars per net GJ | Innovation | 17.518
2041 | Projected | Natural gas wholesale price estimate | Dollars per net GJ | Reference | 17.518
2042 | Projected | Coal wholesale price estimate | Dollars per net GJ | Constraint | 10.783
2042 | Projected | Coal wholesale price estimate | Dollars per net GJ | Environmental | 20.895
2042 | Projected | Coal wholesale price estimate | Dollars per net GJ | Growth | 9.634
2042 | Projected | Coal wholesale price estimate | Dollars per net GJ | Innovation | 10.783
2042 | Projected | Coal wholesale price estimate | Dollars per net GJ | Reference | 10.783
2042 | Projected | Diesel wholesale price estimate | Dollars per net GJ | Constraint | 50.631
2042 | Projected | Diesel wholesale price estimate | Dollars per net GJ | Environmental | 39.979
2042 | Projected | Diesel wholesale price estimate | Dollars per net GJ | Growth | 46.649
2042 | Projected | Diesel wholesale price estimate | Dollars per net GJ | Innovation | 47.776
2042 | Projected | Diesel wholesale price estimate | Dollars per net GJ | Reference | 47.776
2042 | Projected | Natural gas wholesale price estimate | Dollars per net GJ | Constraint | 20.958
2042 | Projected | Natural gas wholesale price estimate | Dollars per net GJ | Environmental | 25.826
2042 | Projected | Natural gas wholesale price estimate | Dollars per net GJ | Growth | 16.911
2042 | Projected | Natural gas wholesale price estimate | Dollars per net GJ | Innovation | 17.821
2042 | Projected | Natural gas wholesale price estimate | Dollars per net GJ | Reference | 17.821
2043 | Projected | Coal wholesale price estimate | Dollars per net GJ | Constraint | 10.783
2043 | Projected | Coal wholesale price estimate | Dollars per net GJ | Environmental | 21.278
2043 | Projected | Coal wholesale price estimate | Dollars per net GJ | Growth | 9.634
2043 | Projected | Coal wholesale price estimate | Dollars per net GJ | Innovation | 10.783
2043 | Projected | Coal wholesale price estimate | Dollars per net GJ | Reference | 10.783
2043 | Projected | Diesel wholesale price estimate | Dollars per net GJ | Constraint | 50.594
2043 | Projected | Diesel wholesale price estimate | Dollars per net GJ | Environmental | 40.065
2043 | Projected | Diesel wholesale price estimate | Dollars per net GJ | Growth | 46.615
2043 | Projected | Diesel wholesale price estimate | Dollars per net GJ | Innovation | 47.742
2043 | Projected | Diesel wholesale price estimate | Dollars per net GJ | Reference | 47.742
2043 | Projected | Natural gas wholesale price estimate | Dollars per net GJ | Constraint | 21.514
2043 | Projected | Natural gas wholesale price estimate | Dollars per net GJ | Environmental | 26.437
2043 | Projected | Natural gas wholesale price estimate | Dollars per net GJ | Growth | 17.219
2043 | Projected | Natural gas wholesale price estimate | Dollars per net GJ | Innovation | 18.129
2043 | Projected | Natural gas wholesale price estimate | Dollars per net GJ | Reference | 18.129
2044 | Projected | Coal wholesale price estimate | Dollars per net GJ | Constraint | 10.783
2044 | Projected | Coal wholesale price estimate | Dollars per net GJ | Environmental | 21.738
2044 | Projected | Coal wholesale price estimate | Dollars per net GJ | Growth | 9.634
2044 | Projected | Coal wholesale price estimate | Dollars per net GJ | Innovation | 10.783
2044 | Projected | Coal wholesale price estimate | Dollars per net GJ | Reference | 10.783
2044 | Projected | Diesel wholesale price estimate | Dollars per net GJ | Constraint | 50.556
2044 | Projected | Diesel wholesale price estimate | Dollars per net GJ | Environmental | 40.226
2044 | Projected | Diesel wholesale price estimate | Dollars per net GJ | Growth | 46.581
2044 | Projected | Diesel wholesale price estimate | Dollars per net GJ | Innovation | 47.708
2044 | Projected | Diesel wholesale price estimate | Dollars per net GJ | Reference | 47.708
2044 | Projected | Natural gas wholesale price estimate | Dollars per net GJ | Constraint | 22.087
2044 | Projected | Natural gas wholesale price estimate | Dollars per net GJ | Environmental | 27.115
2044 | Projected | Natural gas wholesale price estimate | Dollars per net GJ | Growth | 17.533
2044 | Projected | Natural gas wholesale price estimate | Dollars per net GJ | Innovation | 18.443
2044 | Projected | Natural gas wholesale price estimate | Dollars per net GJ | Reference | 18.443
2045 | Projected | Coal wholesale price estimate | Dollars per net GJ | Constraint | 10.783
2045 | Projected | Coal wholesale price estimate | Dollars per net GJ | Environmental | 22.121
2045 | Projected | Coal wholesale price estimate | Dollars per net GJ | Growth | 9.634
2045 | Projected | Coal wholesale price estimate | Dollars per net GJ | Innovation | 10.783
2045 | Projected | Coal wholesale price estimate | Dollars per net GJ | Reference | 10.783
2045 | Projected | Diesel wholesale price estimate | Dollars per net GJ | Constraint | 50.519
2045 | Projected | Diesel wholesale price estimate | Dollars per net GJ | Environmental | 40.312
2045 | Projected | Diesel wholesale price estimate | Dollars per net GJ | Growth | 46.547
2045 | Projected | Diesel wholesale price estimate | Dollars per net GJ | Innovation | 47.674
2045 | Projected | Diesel wholesale price estimate | Dollars per net GJ | Reference | 47.674
2045 | Projected | Natural gas wholesale price estimate | Dollars per net GJ | Constraint | 22.677
2045 | Projected | Natural gas wholesale price estimate | Dollars per net GJ | Environmental | 27.739
2045 | Projected | Natural gas wholesale price estimate | Dollars per net GJ | Growth | 17.854
2045 | Projected | Natural gas wholesale price estimate | Dollars per net GJ | Innovation | 18.763
2045 | Projected | Natural gas wholesale price estimate | Dollars per net GJ | Reference | 18.763
2046 | Projected | Coal wholesale price estimate | Dollars per net GJ | Constraint | 10.783
2046 | Projected | Coal wholesale price estimate | Dollars per net GJ | Environmental | 22.58
2046 | Projected | Coal wholesale price estimate | Dollars per net GJ | Growth | 9.634
2046 | Projected | Coal wholesale price estimate | Dollars per net GJ | Innovation | 10.783
2046 | Projected | Coal wholesale price estimate | Dollars per net GJ | Reference | 10.783
2046 | Projected | Diesel wholesale price estimate | Dollars per net GJ | Constraint | 50.481
2046 | Projected | Diesel wholesale price estimate | Dollars per net GJ | Environmental | 40.473
2046 | Projected | Diesel wholesale price estimate | Dollars per net GJ | Growth | 46.513
2046 | Projected | Diesel wholesale price estimate | Dollars per net GJ | Innovation | 47.64
2046 | Projected | Diesel wholesale price estimate | Dollars per net GJ | Reference | 47.64
2046 | Projected | Natural gas wholesale price estimate | Dollars per net GJ | Constraint | 23.284
2046 | Projected | Natural gas wholesale price estimate | Dollars per net GJ | Environmental | 28.43
2046 | Projected | Natural gas wholesale price estimate | Dollars per net GJ | Growth | 18.181
2046 | Projected | Natural gas wholesale price estimate | Dollars per net GJ | Innovation | 19.09
2046 | Projected | Natural gas wholesale price estimate | Dollars per net GJ | Reference | 19.09
2047 | Projected | Coal wholesale price estimate | Dollars per net GJ | Constraint | 10.783
2047 | Projected | Coal wholesale price estimate | Dollars per net GJ | Environmental | 23.04
2047 | Projected | Coal wholesale price estimate | Dollars per net GJ | Growth | 9.634
2047 | Projected | Coal wholesale price estimate | Dollars per net GJ | Innovation | 10.783
2047 | Projected | Coal wholesale price estimate | Dollars per net GJ | Reference | 10.783
2047 | Projected | Diesel wholesale price estimate | Dollars per net GJ | Constraint | 50.444
2047 | Projected | Diesel wholesale price estimate | Dollars per net GJ | Environmental | 40.635
2047 | Projected | Diesel wholesale price estimate | Dollars per net GJ | Growth | 46.479
2047 | Projected | Diesel wholesale price estimate | Dollars per net GJ | Innovation | 47.606
2047 | Projected | Diesel wholesale price estimate | Dollars per net GJ | Reference | 47.606
2047 | Projected | Natural gas wholesale price estimate | Dollars per net GJ | Constraint | 23.91
2047 | Projected | Natural gas wholesale price estimate | Dollars per net GJ | Environmental | 29.127
2047 | Projected | Natural gas wholesale price estimate | Dollars per net GJ | Growth | 18.514
2047 | Projected | Natural gas wholesale price estimate | Dollars per net GJ | Innovation | 19.424
2047 | Projected | Natural gas wholesale price estimate | Dollars per net GJ | Reference | 19.424
2048 | Projected | Coal wholesale price estimate | Dollars per net GJ | Constraint | 10.783
2048 | Projected | Coal wholesale price estimate | Dollars per net GJ | Environmental | 23.576
2048 | Projected | Coal wholesale price estimate | Dollars per net GJ | Growth | 9.634
2048 | Projected | Coal wholesale price estimate | Dollars per net GJ | Innovation | 10.783
2048 | Projected | Coal wholesale price estimate | Dollars per net GJ | Reference | 10.783
2048 | Projected | Diesel wholesale price estimate | Dollars per net GJ | Constraint | 50.406
2048 | Projected | Diesel wholesale price estimate | Dollars per net GJ | Environmental | 40.871
2048 | Projected | Diesel wholesale price estimate | Dollars per net GJ | Growth | 46.445
2048 | Projected | Diesel wholesale price estimate | Dollars per net GJ | Innovation | 47.572
2048 | Projected | Diesel wholesale price estimate | Dollars per net GJ | Reference | 47.572
2048 | Projected | Natural gas wholesale price estimate | Dollars per net GJ | Constraint | 24.555
2048 | Projected | Natural gas wholesale price estimate | Dollars per net GJ | Environmental | 29.892
2048 | Projected | Natural gas wholesale price estimate | Dollars per net GJ | Growth | 18.854
2048 | Projected | Natural gas wholesale price estimate | Dollars per net GJ | Innovation | 19.764
2048 | Projected | Natural gas wholesale price estimate | Dollars per net GJ | Reference | 19.764
2049 | Projected | Coal wholesale price estimate | Dollars per net GJ | Constraint | 10.783
2049 | Projected | Coal wholesale price estimate | Dollars per net GJ | Environmental | 24.036
2049 | Projected | Coal wholesale price estimate | Dollars per net GJ | Growth | 9.634
2049 | Projected | Coal wholesale price estimate | Dollars per net GJ | Innovation | 10.783
2049 | Projected | Coal wholesale price estimate | Dollars per net GJ | Reference | 10.783
2049 | Projected | Diesel wholesale price estimate | Dollars per net GJ | Constraint | 50.369
2049 | Projected | Diesel wholesale price estimate | Dollars per net GJ | Environmental | 41.032
2049 | Projected | Diesel wholesale price estimate | Dollars per net GJ | Growth | 46.411
2049 | Projected | Diesel wholesale price estimate | Dollars per net GJ | Innovation | 47.538
2049 | Projected | Diesel wholesale price estimate | Dollars per net GJ | Reference | 47.538
2049 | Projected | Natural gas wholesale price estimate | Dollars per net GJ | Constraint | 25.219
2049 | Projected | Natural gas wholesale price estimate | Dollars per net GJ | Environmental | 30.602
2049 | Projected | Natural gas wholesale price estimate | Dollars per net GJ | Growth | 19.201
2049 | Projected | Natural gas wholesale price estimate | Dollars per net GJ | Innovation | 20.111
2049 | Projected | Natural gas wholesale price estimate | Dollars per net GJ | Reference | 20.111
2050 | Projected | Coal wholesale price estimate | Dollars per net GJ | Constraint | 10.783
2050 | Projected | Coal wholesale price estimate | Dollars per net GJ | Environmental | 24.572
2050 | Projected | Coal wholesale price estimate | Dollars per net GJ | Growth | 9.634
2050 | Projected | Coal wholesale price estimate | Dollars per net GJ | Innovation | 10.783
2050 | Projected | Coal wholesale price estimate | Dollars per net GJ | Reference | 10.783
2050 | Projected | Diesel wholesale price estimate | Dollars per net GJ | Constraint | 50.331
2050 | Projected | Diesel wholesale price estimate | Dollars per net GJ | Environmental | 41.269
2050 | Projected | Diesel wholesale price estimate | Dollars per net GJ | Growth | 46.377
2050 | Projected | Diesel wholesale price estimate | Dollars per net GJ | Innovation | 47.504
2050 | Projected | Diesel wholesale price estimate | Dollars per net GJ | Reference | 47.504
2050 | Projected | Natural gas wholesale price estimate | Dollars per net GJ | Constraint | 25.903
2050 | Projected | Natural gas wholesale price estimate | Dollars per net GJ | Environmental | 31.381
2050 | Projected | Natural gas wholesale price estimate | Dollars per net GJ | Growth | 19.555
2050 | Projected | Natural gas wholesale price estimate | Dollars per net GJ | Innovation | 20.465
2050 | Projected | Natural gas wholesale price estimate | Dollars per net GJ | Reference | 20.465
1990 | Historical | Crude oil price | USD per bbl | Reference | 50.103
1991 | Historical | Crude oil price | USD per bbl | Reference | 41.269
1992 | Historical | Crude oil price | USD per bbl | Reference | 39.418
1993 | Historical | Crude oil price | USD per bbl | Reference | 34.35
1994 | Historical | Crude oil price | USD per bbl | Reference | 31.386
1995 | Historical | Crude oil price | USD per bbl | Reference | 32.546
1996 | Historical | Crude oil price | USD per bbl | Reference | 38.524
1997 | Historical | Crude oil price | USD per bbl | Reference | 35.272
1998 | Historical | Crude oil price | USD per bbl | Reference | 23.283
1999 | Historical | Crude oil price | USD per bbl | Reference | 32.555
2000 | Historical | Crude oil price | USD per bbl | Reference | 50.698
2001 | Historical | Crude oil price | USD per bbl | Reference | 42.347
2002 | Historical | Crude oil price | USD per bbl | Reference | 42.107
2003 | Historical | Crude oil price | USD per bbl | Reference | 47.891
2004 | Historical | Crude oil price | USD per bbl | Reference | 61.959
2005 | Historical | Crude oil price | USD per bbl | Reference | 85.594
2006 | Historical | Crude oil price | USD per bbl | Reference | 99.132
2007 | Historical | Crude oil price | USD per bbl | Reference | 107.709
2008 | Historical | Crude oil price | USD per bbl | Reference | 138.468
2009 | Historical | Crude oil price | USD per bbl | Reference | 86.094
2010 | Historical | Crude oil price | USD per bbl | Reference | 108.819
2011 | Historical | Crude oil price | USD per bbl | Reference | 146.384
2012 | Historical | Crude oil price | USD per bbl | Reference | 145.315
2013 | Historical | Crude oil price | USD per bbl | Reference | 139.842
2014 | Historical | Crude oil price | USD per bbl | Reference | 125.918
2015 | Historical | Crude oil price | USD per bbl | Reference | 66.377
2016 | Historical | Crude oil price | USD per bbl | Reference | 54.862
2017 | Historical | Crude oil price | USD per bbl | Reference | 67.098
2018 | Historical | Crude oil price | USD per bbl | Reference | 86.509
2019 | Historical | Crude oil price | USD per bbl | Reference | 77.094
2020 | Historical | Crude oil price | USD per bbl | Reference | 49.184
2021 | Historical | Crude oil price | USD per bbl | Reference | 80.089
2022 | Historical | Crude oil price | USD per bbl | Reference | 106.554
2023 | Historical | Crude oil price | USD per bbl | Reference | 81.989
2024 | Projected | Crude oil price | USD per bbl | Reference | 83.115
2025 | Projected | Crude oil price | USD per bbl | Reference | 84.242
2026 | Projected | Crude oil price | USD per bbl | Reference | 85.368
2027 | Projected | Crude oil price | USD per bbl | Reference | 86.494
2028 | Projected | Crude oil price | USD per bbl | Reference | 87.621
2029 | Projected | Crude oil price | USD per bbl | Reference | 88.747
2030 | Projected | Crude oil price | USD per bbl | Reference | 89.873
2031 | Projected | Crude oil price | USD per bbl | Reference | 89.767
2032 | Projected | Crude oil price | USD per bbl | Reference | 89.662
2033 | Projected | Crude oil price | USD per bbl | Reference | 89.556
2034 | Projected | Crude oil price | USD per bbl | Reference | 89.45
2035 | Projected | Crude oil price | USD per bbl | Reference | 89.345
2036 | Projected | Crude oil price | USD per bbl | Reference | 89.239
2037 | Projected | Crude oil price | USD per bbl | Reference | 89.133
2038 | Projected | Crude oil price | USD per bbl | Reference | 89.027
2039 | Projected | Crude oil price | USD per bbl | Reference | 88.922
2040 | Projected | Crude oil price | USD per bbl | Reference | 88.816
2041 | Projected | Crude oil price | USD per bbl | Reference | 88.71
2042 | Projected | Crude oil price | USD per bbl | Reference | 88.604
2043 | Projected | Crude oil price | USD per bbl | Reference | 88.499
2044 | Projected | Crude oil price | USD per bbl | Reference | 88.393
2045 | Projected | Crude oil price | USD per bbl | Reference | 88.287
2046 | Projected | Crude oil price | USD per bbl | Reference | 88.181
2047 | Projected | Crude oil price | USD per bbl | Reference | 88.076
2048 | Projected | Crude oil price | USD per bbl | Reference | 87.97
2049 | Projected | Crude oil price | USD per bbl | Reference | 87.864
2050 | Projected | Crude oil price | USD per bbl | Reference | 87.759
1990 | Historical | Crude oil price | USD per bbl | Growth | 50.103
1991 | Historical | Crude oil price | USD per bbl | Growth | 41.269
1992 | Historical | Crude oil price | USD per bbl | Growth | 39.418
1993 | Historical | Crude oil price | USD per bbl | Growth | 34.35
1994 | Historical | Crude oil price | USD per bbl | Growth | 31.386
1995 | Historical | Crude oil price | USD per bbl | Growth | 32.546
1996 | Historical | Crude oil price | USD per bbl | Growth | 38.524
1997 | Historical | Crude oil price | USD per bbl | Growth | 35.272
1998 | Historical | Crude oil price | USD per bbl | Growth | 23.283
1999 | Historical | Crude oil price | USD per bbl | Growth | 32.555
2000 | Historical | Crude oil price | USD per bbl | Growth | 50.698
2001 | Historical | Crude oil price | USD per bbl | Growth | 42.347
2002 | Historical | Crude oil price | USD per bbl | Growth | 42.107
2003 | Historical | Crude oil price | USD per bbl | Growth | 47.891
2004 | Historical | Crude oil price | USD per bbl | Growth | 61.959
2005 | Historical | Crude oil price | USD per bbl | Growth | 85.594
2006 | Historical | Crude oil price | USD per bbl | Growth | 99.132
2007 | Historical | Crude oil price | USD per bbl | Growth | 107.709
2008 | Historical | Crude oil price | USD per bbl | Growth | 138.468
2009 | Historical | Crude oil price | USD per bbl | Growth | 86.094
2010 | Historical | Crude oil price | USD per bbl | Growth | 108.819
2011 | Historical | Crude oil price | USD per bbl | Growth | 146.384
2012 | Historical | Crude oil price | USD per bbl | Growth | 145.315
2013 | Historical | Crude oil price | USD per bbl | Growth | 139.842
2014 | Historical | Crude oil price | USD per bbl | Growth | 125.918
2015 | Historical | Crude oil price | USD per bbl | Growth | 66.377
2016 | Historical | Crude oil price | USD per bbl | Growth | 54.862
2017 | Historical | Crude oil price | USD per bbl | Growth | 67.098
2018 | Historical | Crude oil price | USD per bbl | Growth | 86.509
2019 | Historical | Crude oil price | USD per bbl | Growth | 77.094
2020 | Historical | Crude oil price | USD per bbl | Growth | 49.184
2021 | Historical | Crude oil price | USD per bbl | Growth | 80.089
2022 | Historical | Crude oil price | USD per bbl | Growth | 106.554
2023 | Historical | Crude oil price | USD per bbl | Growth | 81.989
2024 | Projected | Crude oil price | USD per bbl | Growth | 83.115
2025 | Projected | Crude oil price | USD per bbl | Growth | 84.242
2026 | Projected | Crude oil price | USD per bbl | Growth | 85.368
2027 | Projected | Crude oil price | USD per bbl | Growth | 86.494
2028 | Projected | Crude oil price | USD per bbl | Growth | 87.621
2029 | Projected | Crude oil price | USD per bbl | Growth | 88.747
2030 | Projected | Crude oil price | USD per bbl | Growth | 89.873
2031 | Projected | Crude oil price | USD per bbl | Growth | 89.767
2032 | Projected | Crude oil price | USD per bbl | Growth | 89.662
2033 | Projected | Crude oil price | USD per bbl | Growth | 89.556
2034 | Projected | Crude oil price | USD per bbl | Growth | 89.45
2035 | Projected | Crude oil price | USD per bbl | Growth | 89.345
2036 | Projected | Crude oil price | USD per bbl | Growth | 89.239
2037 | Projected | Crude oil price | USD per bbl | Growth | 89.133
2038 | Projected | Crude oil price | USD per bbl | Growth | 89.027
2039 | Projected | Crude oil price | USD per bbl | Growth | 88.922
2040 | Projected | Crude oil price | USD per bbl | Growth | 88.816
2041 | Projected | Crude oil price | USD per bbl | Growth | 88.71
2042 | Projected | Crude oil price | USD per bbl | Growth | 88.604
2043 | Projected | Crude oil price | USD per bbl | Growth | 88.499
2044 | Projected | Crude oil price | USD per bbl | Growth | 88.393
2045 | Projected | Crude oil price | USD per bbl | Growth | 88.287
2046 | Projected | Crude oil price | USD per bbl | Growth | 88.181
2047 | Projected | Crude oil price | USD per bbl | Growth | 88.076
2048 | Projected | Crude oil price | USD per bbl | Growth | 87.97
2049 | Projected | Crude oil price | USD per bbl | Growth | 87.864
2050 | Projected | Crude oil price | USD per bbl | Growth | 87.759
1990 | Historical | Crude oil price | USD per bbl | Constraint | 50.103
1991 | Historical | Crude oil price | USD per bbl | Constraint | 41.269
1992 | Historical | Crude oil price | USD per bbl | Constraint | 39.418
1993 | Historical | Crude oil price | USD per bbl | Constraint | 34.35
1994 | Historical | Crude oil price | USD per bbl | Constraint | 31.386
1995 | Historical | Crude oil price | USD per bbl | Constraint | 32.546
1996 | Historical | Crude oil price | USD per bbl | Constraint | 38.524
1997 | Historical | Crude oil price | USD per bbl | Constraint | 35.272
1998 | Historical | Crude oil price | USD per bbl | Constraint | 23.283
1999 | Historical | Crude oil price | USD per bbl | Constraint | 32.555
2000 | Historical | Crude oil price | USD per bbl | Constraint | 50.698
2001 | Historical | Crude oil price | USD per bbl | Constraint | 42.347
2002 | Historical | Crude oil price | USD per bbl | Constraint | 42.107
2003 | Historical | Crude oil price | USD per bbl | Constraint | 47.891
2004 | Historical | Crude oil price | USD per bbl | Constraint | 61.959
2005 | Historical | Crude oil price | USD per bbl | Constraint | 85.594
2006 | Historical | Crude oil price | USD per bbl | Constraint | 99.132
2007 | Historical | Crude oil price | USD per bbl | Constraint | 107.709
2008 | Historical | Crude oil price | USD per bbl | Constraint | 138.468
2009 | Historical | Crude oil price | USD per bbl | Constraint | 86.094
2010 | Historical | Crude oil price | USD per bbl | Constraint | 108.819
2011 | Historical | Crude oil price | USD per bbl | Constraint | 146.384
2012 | Historical | Crude oil price | USD per bbl | Constraint | 145.315
2013 | Historical | Crude oil price | USD per bbl | Constraint | 139.842
2014 | Historical | Crude oil price | USD per bbl | Constraint | 125.918
2015 | Historical | Crude oil price | USD per bbl | Constraint | 66.377
2016 | Historical | Crude oil price | USD per bbl | Constraint | 54.862
2017 | Historical | Crude oil price | USD per bbl | Constraint | 67.098
2018 | Historical | Crude oil price | USD per bbl | Constraint | 86.509
2019 | Historical | Crude oil price | USD per bbl | Constraint | 77.094
2020 | Historical | Crude oil price | USD per bbl | Constraint | 49.184
2021 | Historical | Crude oil price | USD per bbl | Constraint | 80.089
2022 | Historical | Crude oil price | USD per bbl | Constraint | 106.554
2023 | Historical | Crude oil price | USD per bbl | Constraint | 81.989
2024 | Projected | Crude oil price | USD per bbl | Constraint | 84.399
2025 | Projected | Crude oil price | USD per bbl | Constraint | 86.81
2026 | Projected | Crude oil price | USD per bbl | Constraint | 89.22
2027 | Projected | Crude oil price | USD per bbl | Constraint | 91.63
2028 | Projected | Crude oil price | USD per bbl | Constraint | 94.04
2029 | Projected | Crude oil price | USD per bbl | Constraint | 96.45
2030 | Projected | Crude oil price | USD per bbl | Constraint | 98.861
2031 | Projected | Crude oil price | USD per bbl | Constraint | 98.744
2032 | Projected | Crude oil price | USD per bbl | Constraint | 98.628
2033 | Projected | Crude oil price | USD per bbl | Constraint | 98.512
2034 | Projected | Crude oil price | USD per bbl | Constraint | 98.395
2035 | Projected | Crude oil price | USD per bbl | Constraint | 98.279
2036 | Projected | Crude oil price | USD per bbl | Constraint | 98.163
2037 | Projected | Crude oil price | USD per bbl | Constraint | 98.046
2038 | Projected | Crude oil price | USD per bbl | Constraint | 97.93
2039 | Projected | Crude oil price | USD per bbl | Constraint | 97.814
2040 | Projected | Crude oil price | USD per bbl | Constraint | 97.697
2041 | Projected | Crude oil price | USD per bbl | Constraint | 97.581
2042 | Projected | Crude oil price | USD per bbl | Constraint | 97.465
2043 | Projected | Crude oil price | USD per bbl | Constraint | 97.349
2044 | Projected | Crude oil price | USD per bbl | Constraint | 97.232
2045 | Projected | Crude oil price | USD per bbl | Constraint | 97.116
2046 | Projected | Crude oil price | USD per bbl | Constraint | 97
2047 | Projected | Crude oil price | USD per bbl | Constraint | 96.883
2048 | Projected | Crude oil price | USD per bbl | Constraint | 96.767
2049 | Projected | Crude oil price | USD per bbl | Constraint | 96.651
2050 | Projected | Crude oil price | USD per bbl | Constraint | 96.534
1990 | Historical | Crude oil price | USD per bbl | Innovation | 50.103
1991 | Historical | Crude oil price | USD per bbl | Innovation | 41.269
1992 | Historical | Crude oil price | USD per bbl | Innovation | 39.418
1993 | Historical | Crude oil price | USD per bbl | Innovation | 34.35
1994 | Historical | Crude oil price | USD per bbl | Innovation | 31.386
1995 | Historical | Crude oil price | USD per bbl | Innovation | 32.546
1996 | Historical | Crude oil price | USD per bbl | Innovation | 38.524
1997 | Historical | Crude oil price | USD per bbl | Innovation | 35.272
1998 | Historical | Crude oil price | USD per bbl | Innovation | 23.283
1999 | Historical | Crude oil price | USD per bbl | Innovation | 32.555
2000 | Historical | Crude oil price | USD per bbl | Innovation | 50.698
2001 | Historical | Crude oil price | USD per bbl | Innovation | 42.347
2002 | Historical | Crude oil price | USD per bbl | Innovation | 42.107
2003 | Historical | Crude oil price | USD per bbl | Innovation | 47.891
2004 | Historical | Crude oil price | USD per bbl | Innovation | 61.959
2005 | Historical | Crude oil price | USD per bbl | Innovation | 85.594
2006 | Historical | Crude oil price | USD per bbl | Innovation | 99.132
2007 | Historical | Crude oil price | USD per bbl | Innovation | 107.709
2008 | Historical | Crude oil price | USD per bbl | Innovation | 138.468
2009 | Historical | Crude oil price | USD per bbl | Innovation | 86.094
2010 | Historical | Crude oil price | USD per bbl | Innovation | 108.819
2011 | Historical | Crude oil price | USD per bbl | Innovation | 146.384
2012 | Historical | Crude oil price | USD per bbl | Innovation | 145.315
2013 | Historical | Crude oil price | USD per bbl | Innovation | 139.842
2014 | Historical | Crude oil price | USD per bbl | Innovation | 125.918
2015 | Historical | Crude oil price | USD per bbl | Innovation | 66.377
2016 | Historical | Crude oil price | USD per bbl | Innovation | 54.862
2017 | Historical | Crude oil price | USD per bbl | Innovation | 67.098
2018 | Historical | Crude oil price | USD per bbl | Innovation | 86.509
2019 | Historical | Crude oil price | USD per bbl | Innovation | 77.094
2020 | Historical | Crude oil price | USD per bbl | Innovation | 49.184
2021 | Historical | Crude oil price | USD per bbl | Innovation | 80.089
2022 | Historical | Crude oil price | USD per bbl | Innovation | 106.554
2023 | Historical | Crude oil price | USD per bbl | Innovation | 81.989
2024 | Projected | Crude oil price | USD per bbl | Innovation | 83.115
2025 | Projected | Crude oil price | USD per bbl | Innovation | 84.242
2026 | Projected | Crude oil price | USD per bbl | Innovation | 85.368
2027 | Projected | Crude oil price | USD per bbl | Innovation | 86.494
2028 | Projected | Crude oil price | USD per bbl | Innovation | 87.621
2029 | Projected | Crude oil price | USD per bbl | Innovation | 88.747
2030 | Projected | Crude oil price | USD per bbl | Innovation | 89.873
2031 | Projected | Crude oil price | USD per bbl | Innovation | 89.767
2032 | Projected | Crude oil price | USD per bbl | Innovation | 89.662
2033 | Projected | Crude oil price | USD per bbl | Innovation | 89.556
2034 | Projected | Crude oil price | USD per bbl | Innovation | 89.45
2035 | Projected | Crude oil price | USD per bbl | Innovation | 89.345
2036 | Projected | Crude oil price | USD per bbl | Innovation | 89.239
2037 | Projected | Crude oil price | USD per bbl | Innovation | 89.133
2038 | Projected | Crude oil price | USD per bbl | Innovation | 89.027
2039 | Projected | Crude oil price | USD per bbl | Innovation | 88.922
2040 | Projected | Crude oil price | USD per bbl | Innovation | 88.816
2041 | Projected | Crude oil price | USD per bbl | Innovation | 88.71
2042 | Projected | Crude oil price | USD per bbl | Innovation | 88.604
2043 | Projected | Crude oil price | USD per bbl | Innovation | 88.499
2044 | Projected | Crude oil price | USD per bbl | Innovation | 88.393
2045 | Projected | Crude oil price | USD per bbl | Innovation | 88.287
2046 | Projected | Crude oil price | USD per bbl | Innovation | 88.181
2047 | Projected | Crude oil price | USD per bbl | Innovation | 88.076
2048 | Projected | Crude oil price | USD per bbl | Innovation | 87.97
2049 | Projected | Crude oil price | USD per bbl | Innovation | 87.864
2050 | Projected | Crude oil price | USD per bbl | Innovation | 87.759
1990 | Historical | Crude oil price | USD per bbl | Environmental | 50.103
1991 | Historical | Crude oil price | USD per bbl | Environmental | 41.269
1992 | Historical | Crude oil price | USD per bbl | Environmental | 39.418
1993 | Historical | Crude oil price | USD per bbl | Environmental | 34.35
1994 | Historical | Crude oil price | USD per bbl | Environmental | 31.386
1995 | Historical | Crude oil price | USD per bbl | Environmental | 32.546
1996 | Historical | Crude oil price | USD per bbl | Environmental | 38.524
1997 | Historical | Crude oil price | USD per bbl | Environmental | 35.272
1998 | Historical | Crude oil price | USD per bbl | Environmental | 23.283
1999 | Historical | Crude oil price | USD per bbl | Environmental | 32.555
2000 | Historical | Crude oil price | USD per bbl | Environmental | 50.698
2001 | Historical | Crude oil price | USD per bbl | Environmental | 42.347
2002 | Historical | Crude oil price | USD per bbl | Environmental | 42.107
2003 | Historical | Crude oil price | USD per bbl | Environmental | 47.891
2004 | Historical | Crude oil price | USD per bbl | Environmental | 61.959
2005 | Historical | Crude oil price | USD per bbl | Environmental | 85.594
2006 | Historical | Crude oil price | USD per bbl | Environmental | 99.132
2007 | Historical | Crude oil price | USD per bbl | Environmental | 107.709
2008 | Historical | Crude oil price | USD per bbl | Environmental | 138.468
2009 | Historical | Crude oil price | USD per bbl | Environmental | 86.094
2010 | Historical | Crude oil price | USD per bbl | Environmental | 108.819
2011 | Historical | Crude oil price | USD per bbl | Environmental | 146.384
2012 | Historical | Crude oil price | USD per bbl | Environmental | 145.315
2013 | Historical | Crude oil price | USD per bbl | Environmental | 139.842
2014 | Historical | Crude oil price | USD per bbl | Environmental | 125.918
2015 | Historical | Crude oil price | USD per bbl | Environmental | 66.377
2016 | Historical | Crude oil price | USD per bbl | Environmental | 54.862
2017 | Historical | Crude oil price | USD per bbl | Environmental | 67.098
2018 | Historical | Crude oil price | USD per bbl | Environmental | 86.509
2019 | Historical | Crude oil price | USD per bbl | Environmental | 77.094
2020 | Historical | Crude oil price | USD per bbl | Environmental | 49.184
2021 | Historical | Crude oil price | USD per bbl | Environmental | 80.089
2022 | Historical | Crude oil price | USD per bbl | Environmental | 106.554
2023 | Historical | Crude oil price | USD per bbl | Environmental | 81.989
2024 | Projected | Crude oil price | USD per bbl | Environmental | 76.62
2025 | Projected | Crude oil price | USD per bbl | Environmental | 71.252
2026 | Projected | Crude oil price | USD per bbl | Environmental | 65.883
2027 | Projected | Crude oil price | USD per bbl | Environmental | 60.514
2028 | Projected | Crude oil price | USD per bbl | Environmental | 55.145
2029 | Projected | Crude oil price | USD per bbl | Environmental | 49.777
2030 | Projected | Crude oil price | USD per bbl | Environmental | 44.408
2031 | Projected | Crude oil price | USD per bbl | Environmental | 43.509
2032 | Projected | Crude oil price | USD per bbl | Environmental | 42.61
2033 | Projected | Crude oil price | USD per bbl | Environmental | 41.712
2034 | Projected | Crude oil price | USD per bbl | Environmental | 40.813
2035 | Projected | Crude oil price | USD per bbl | Environmental | 39.914
2036 | Projected | Crude oil price | USD per bbl | Environmental | 39.016
2037 | Projected | Crude oil price | USD per bbl | Environmental | 38.117
2038 | Projected | Crude oil price | USD per bbl | Environmental | 37.218
2039 | Projected | Crude oil price | USD per bbl | Environmental | 36.319
2040 | Projected | Crude oil price | USD per bbl | Environmental | 35.421
2041 | Projected | Crude oil price | USD per bbl | Environmental | 34.522
2042 | Projected | Crude oil price | USD per bbl | Environmental | 33.623
2043 | Projected | Crude oil price | USD per bbl | Environmental | 32.724
2044 | Projected | Crude oil price | USD per bbl | Environmental | 31.826
2045 | Projected | Crude oil price | USD per bbl | Environmental | 30.927
2046 | Projected | Crude oil price | USD per bbl | Environmental | 30.028
2047 | Projected | Crude oil price | USD per bbl | Environmental | 29.129
2048 | Projected | Crude oil price | USD per bbl | Environmental | 28.231
2049 | Projected | Crude oil price | USD per bbl | Environmental | 27.332
2050 | Projected | Crude oil price | USD per bbl | Environmental | 26.433
1990 | Historical | Effective carbon price | Dollars per t of CO2 | Reference | 0
1991 | Historical | Effective carbon price | Dollars per t of CO2 | Reference | 0
1992 | Historical | Effective carbon price | Dollars per t of CO2 | Reference | 0
1993 | Historical | Effective carbon price | Dollars per t of CO2 | Reference | 0
1994 | Historical | Effective carbon price | Dollars per t of CO2 | Reference | 0
1995 | Historical | Effective carbon price | Dollars per t of CO2 | Reference | 0
1996 | Historical | Effective carbon price | Dollars per t of CO2 | Reference | 0
1997 | Historical | Effective carbon price | Dollars per t of CO2 | Reference | 0
1998 | Historical | Effective carbon price | Dollars per t of CO2 | Reference | 0
1999 | Historical | Effective carbon price | Dollars per t of CO2 | Reference | 0
2000 | Historical | Effective carbon price | Dollars per t of CO2 | Reference | 0
2001 | Historical | Effective carbon price | Dollars per t of CO2 | Reference | 0
2002 | Historical | Effective carbon price | Dollars per t of CO2 | Reference | 0
2003 | Historical | Effective carbon price | Dollars per t of CO2 | Reference | 0
2004 | Historical | Effective carbon price | Dollars per t of CO2 | Reference | 0
2005 | Historical | Effective carbon price | Dollars per t of CO2 | Reference | 0
2006 | Historical | Effective carbon price | Dollars per t of CO2 | Reference | 0
2007 | Historical | Effective carbon price | Dollars per t of CO2 | Reference | 0
2008 | Historical | Effective carbon price | Dollars per t of CO2 | Reference | 0
2009 | Historical | Effective carbon price | Dollars per t of CO2 | Reference | 0
2010 | Historical | Effective carbon price | Dollars per t of CO2 | Reference | 6.723
2011 | Historical | Effective carbon price | Dollars per t of CO2 | Reference | 9.552
2012 | Historical | Effective carbon price | Dollars per t of CO2 | Reference | 3.443
2013 | Historical | Effective carbon price | Dollars per t of CO2 | Reference | 0.27
2014 | Historical | Effective carbon price | Dollars per t of CO2 | Reference | 0.254
2015 | Historical | Effective carbon price | Dollars per t of CO2 | Reference | 4.273
2016 | Historical | Effective carbon price | Dollars per t of CO2 | Reference | 9.385
2017 | Historical | Effective carbon price | Dollars per t of CO2 | Reference | 14.694
2018 | Historical | Effective carbon price | Dollars per t of CO2 | Reference | 22.553
2019 | Historical | Effective carbon price | Dollars per t of CO2 | Reference | 29.711
2020 | Historical | Effective carbon price | Dollars per t of CO2 | Reference | 36.159
2021 | Historical | Effective carbon price | Dollars per t of CO2 | Reference | 55.525
2022 | Historical | Effective carbon price | Dollars per t of CO2 | Reference | 84.058
2023 | Historical | Effective carbon price | Dollars per t of CO2 | Reference | 63
2024 | Projected | Effective carbon price | Dollars per t of CO2 | Reference | 65.236
2025 | Projected | Effective carbon price | Dollars per t of CO2 | Reference | 67.551
2026 | Projected | Effective carbon price | Dollars per t of CO2 | Reference | 69.948
2027 | Projected | Effective carbon price | Dollars per t of CO2 | Reference | 72.43
2028 | Projected | Effective carbon price | Dollars per t of CO2 | Reference | 75
2029 | Projected | Effective carbon price | Dollars per t of CO2 | Reference | 71.429
2030 | Projected | Effective carbon price | Dollars per t of CO2 | Reference | 67.857
2031 | Projected | Effective carbon price | Dollars per t of CO2 | Reference | 64.286
2032 | Projected | Effective carbon price | Dollars per t of CO2 | Reference | 60.714
2033 | Projected | Effective carbon price | Dollars per t of CO2 | Reference | 57.143
2034 | Projected | Effective carbon price | Dollars per t of CO2 | Reference | 53.571
2035 | Projected | Effective carbon price | Dollars per t of CO2 | Reference | 50
2036 | Projected | Effective carbon price | Dollars per t of CO2 | Reference | 50
2037 | Projected | Effective carbon price | Dollars per t of CO2 | Reference | 50
2038 | Projected | Effective carbon price | Dollars per t of CO2 | Reference | 50
2039 | Projected | Effective carbon price | Dollars per t of CO2 | Reference | 50
2040 | Projected | Effective carbon price | Dollars per t of CO2 | Reference | 50
2041 | Projected | Effective carbon price | Dollars per t of CO2 | Reference | 50
2042 | Projected | Effective carbon price | Dollars per t of CO2 | Reference | 50
2043 | Projected | Effective carbon price | Dollars per t of CO2 | Reference | 50
2044 | Projected | Effective carbon price | Dollars per t of CO2 | Reference | 50
2045 | Projected | Effective carbon price | Dollars per t of CO2 | Reference | 50
2046 | Projected | Effective carbon price | Dollars per t of CO2 | Reference | 50
2047 | Projected | Effective carbon price | Dollars per t of CO2 | Reference | 50
2048 | Projected | Effective carbon price | Dollars per t of CO2 | Reference | 50
2049 | Projected | Effective carbon price | Dollars per t of CO2 | Reference | 50
2050 | Projected | Effective carbon price | Dollars per t of CO2 | Reference | 50
1990 | Historical | Effective carbon price | Dollars per t of CO2 | Growth | 0
1991 | Historical | Effective carbon price | Dollars per t of CO2 | Growth | 0
1992 | Historical | Effective carbon price | Dollars per t of CO2 | Growth | 0
1993 | Historical | Effective carbon price | Dollars per t of CO2 | Growth | 0
1994 | Historical | Effective carbon price | Dollars per t of CO2 | Growth | 0
1995 | Historical | Effective carbon price | Dollars per t of CO2 | Growth | 0
1996 | Historical | Effective carbon price | Dollars per t of CO2 | Growth | 0
1997 | Historical | Effective carbon price | Dollars per t of CO2 | Growth | 0
1998 | Historical | Effective carbon price | Dollars per t of CO2 | Growth | 0
1999 | Historical | Effective carbon price | Dollars per t of CO2 | Growth | 0
2000 | Historical | Effective carbon price | Dollars per t of CO2 | Growth | 0
2001 | Historical | Effective carbon price | Dollars per t of CO2 | Growth | 0
2002 | Historical | Effective carbon price | Dollars per t of CO2 | Growth | 0
2003 | Historical | Effective carbon price | Dollars per t of CO2 | Growth | 0
2004 | Historical | Effective carbon price | Dollars per t of CO2 | Growth | 0
2005 | Historical | Effective carbon price | Dollars per t of CO2 | Growth | 0
2006 | Historical | Effective carbon price | Dollars per t of CO2 | Growth | 0
2007 | Historical | Effective carbon price | Dollars per t of CO2 | Growth | 0
2008 | Historical | Effective carbon price | Dollars per t of CO2 | Growth | 0
2009 | Historical | Effective carbon price | Dollars per t of CO2 | Growth | 0
2010 | Historical | Effective carbon price | Dollars per t of CO2 | Growth | 6.723
2011 | Historical | Effective carbon price | Dollars per t of CO2 | Growth | 9.552
2012 | Historical | Effective carbon price | Dollars per t of CO2 | Growth | 3.443
2013 | Historical | Effective carbon price | Dollars per t of CO2 | Growth | 0.27
2014 | Historical | Effective carbon price | Dollars per t of CO2 | Growth | 0.254
2015 | Historical | Effective carbon price | Dollars per t of CO2 | Growth | 4.273
2016 | Historical | Effective carbon price | Dollars per t of CO2 | Growth | 9.385
2017 | Historical | Effective carbon price | Dollars per t of CO2 | Growth | 14.694
2018 | Historical | Effective carbon price | Dollars per t of CO2 | Growth | 22.553
2019 | Historical | Effective carbon price | Dollars per t of CO2 | Growth | 29.711
2020 | Historical | Effective carbon price | Dollars per t of CO2 | Growth | 36.159
2021 | Historical | Effective carbon price | Dollars per t of CO2 | Growth | 55.525
2022 | Historical | Effective carbon price | Dollars per t of CO2 | Growth | 84.058
2023 | Historical | Effective carbon price | Dollars per t of CO2 | Growth | 63
2024 | Projected | Effective carbon price | Dollars per t of CO2 | Growth | 59.988
2025 | Projected | Effective carbon price | Dollars per t of CO2 | Growth | 57.121
2026 | Projected | Effective carbon price | Dollars per t of CO2 | Growth | 54.39
2027 | Projected | Effective carbon price | Dollars per t of CO2 | Growth | 51.79
2028 | Projected | Effective carbon price | Dollars per t of CO2 | Growth | 49.315
2029 | Projected | Effective carbon price | Dollars per t of CO2 | Growth | 46.957
2030 | Projected | Effective carbon price | Dollars per t of CO2 | Growth | 44.713
2031 | Projected | Effective carbon price | Dollars per t of CO2 | Growth | 42.575
2032 | Projected | Effective carbon price | Dollars per t of CO2 | Growth | 40.54
2033 | Projected | Effective carbon price | Dollars per t of CO2 | Growth | 38.602
2034 | Projected | Effective carbon price | Dollars per t of CO2 | Growth | 36.757
2035 | Projected | Effective carbon price | Dollars per t of CO2 | Growth | 35
2036 | Projected | Effective carbon price | Dollars per t of CO2 | Growth | 35
2037 | Projected | Effective carbon price | Dollars per t of CO2 | Growth | 35
2038 | Projected | Effective carbon price | Dollars per t of CO2 | Growth | 35
2039 | Projected | Effective carbon price | Dollars per t of CO2 | Growth | 35
2040 | Projected | Effective carbon price | Dollars per t of CO2 | Growth | 35
2041 | Projected | Effective carbon price | Dollars per t of CO2 | Growth | 35
2042 | Projected | Effective carbon price | Dollars per t of CO2 | Growth | 35
2043 | Projected | Effective carbon price | Dollars per t of CO2 | Growth | 35
2044 | Projected | Effective carbon price | Dollars per t of CO2 | Growth | 35
2045 | Projected | Effective carbon price | Dollars per t of CO2 | Growth | 35
2046 | Projected | Effective carbon price | Dollars per t of CO2 | Growth | 35
2047 | Projected | Effective carbon price | Dollars per t of CO2 | Growth | 35
2048 | Projected | Effective carbon price | Dollars per t of CO2 | Growth | 35
2049 | Projected | Effective carbon price | Dollars per t of CO2 | Growth | 35
2050 | Projected | Effective carbon price | Dollars per t of CO2 | Growth | 35
1990 | Historical | Effective carbon price | Dollars per t of CO2 | Constraint | 0
1991 | Historical | Effective carbon price | Dollars per t of CO2 | Constraint | 0
1992 | Historical | Effective carbon price | Dollars per t of CO2 | Constraint | 0
1993 | Historical | Effective carbon price | Dollars per t of CO2 | Constraint | 0
1994 | Historical | Effective carbon price | Dollars per t of CO2 | Constraint | 0
1995 | Historical | Effective carbon price | Dollars per t of CO2 | Constraint | 0
1996 | Historical | Effective carbon price | Dollars per t of CO2 | Constraint | 0
1997 | Historical | Effective carbon price | Dollars per t of CO2 | Constraint | 0
1998 | Historical | Effective carbon price | Dollars per t of CO2 | Constraint | 0
1999 | Historical | Effective carbon price | Dollars per t of CO2 | Constraint | 0
2000 | Historical | Effective carbon price | Dollars per t of CO2 | Constraint | 0
2001 | Historical | Effective carbon price | Dollars per t of CO2 | Constraint | 0
2002 | Historical | Effective carbon price | Dollars per t of CO2 | Constraint | 0
2003 | Historical | Effective carbon price | Dollars per t of CO2 | Constraint | 0
2004 | Historical | Effective carbon price | Dollars per t of CO2 | Constraint | 0
2005 | Historical | Effective carbon price | Dollars per t of CO2 | Constraint | 0
2006 | Historical | Effective carbon price | Dollars per t of CO2 | Constraint | 0
2007 | Historical | Effective carbon price | Dollars per t of CO2 | Constraint | 0
2008 | Historical | Effective carbon price | Dollars per t of CO2 | Constraint | 0
2009 | Historical | Effective carbon price | Dollars per t of CO2 | Constraint | 0
2010 | Historical | Effective carbon price | Dollars per t of CO2 | Constraint | 6.723
2011 | Historical | Effective carbon price | Dollars per t of CO2 | Constraint | 9.552
2012 | Historical | Effective carbon price | Dollars per t of CO2 | Constraint | 3.443
2013 | Historical | Effective carbon price | Dollars per t of CO2 | Constraint | 0.27
2014 | Historical | Effective carbon price | Dollars per t of CO2 | Constraint | 0.254
2015 | Historical | Effective carbon price | Dollars per t of CO2 | Constraint | 4.273
2016 | Historical | Effective carbon price | Dollars per t of CO2 | Constraint | 9.385
2017 | Historical | Effective carbon price | Dollars per t of CO2 | Constraint | 14.694
2018 | Historical | Effective carbon price | Dollars per t of CO2 | Constraint | 22.553
2019 | Historical | Effective carbon price | Dollars per t of CO2 | Constraint | 29.711
2020 | Historical | Effective carbon price | Dollars per t of CO2 | Constraint | 36.159
2021 | Historical | Effective carbon price | Dollars per t of CO2 | Constraint | 55.525
2022 | Historical | Effective carbon price | Dollars per t of CO2 | Constraint | 84.058
2023 | Historical | Effective carbon price | Dollars per t of CO2 | Constraint | 63
2024 | Projected | Effective carbon price | Dollars per t of CO2 | Constraint | 65.236
2025 | Projected | Effective carbon price | Dollars per t of CO2 | Constraint | 67.551
2026 | Projected | Effective carbon price | Dollars per t of CO2 | Constraint | 69.948
2027 | Projected | Effective carbon price | Dollars per t of CO2 | Constraint | 72.43
2028 | Projected | Effective carbon price | Dollars per t of CO2 | Constraint | 75
2029 | Projected | Effective carbon price | Dollars per t of CO2 | Constraint | 71.429
2030 | Projected | Effective carbon price | Dollars per t of CO2 | Constraint | 67.857
2031 | Projected | Effective carbon price | Dollars per t of CO2 | Constraint | 64.286
2032 | Projected | Effective carbon price | Dollars per t of CO2 | Constraint | 60.714
2033 | Projected | Effective carbon price | Dollars per t of CO2 | Constraint | 57.143
2034 | Projected | Effective carbon price | Dollars per t of CO2 | Constraint | 53.571
2035 | Projected | Effective carbon price | Dollars per t of CO2 | Constraint | 50
2036 | Projected | Effective carbon price | Dollars per t of CO2 | Constraint | 50
2037 | Projected | Effective carbon price | Dollars per t of CO2 | Constraint | 50
2038 | Projected | Effective carbon price | Dollars per t of CO2 | Constraint | 50
2039 | Projected | Effective carbon price | Dollars per t of CO2 | Constraint | 50
2040 | Projected | Effective carbon price | Dollars per t of CO2 | Constraint | 50
2041 | Projected | Effective carbon price | Dollars per t of CO2 | Constraint | 50
2042 | Projected | Effective carbon price | Dollars per t of CO2 | Constraint | 50
2043 | Projected | Effective carbon price | Dollars per t of CO2 | Constraint | 50
2044 | Projected | Effective carbon price | Dollars per t of CO2 | Constraint | 50
2045 | Projected | Effective carbon price | Dollars per t of CO2 | Constraint | 50
2046 | Projected | Effective carbon price | Dollars per t of CO2 | Constraint | 50
2047 | Projected | Effective carbon price | Dollars per t of CO2 | Constraint | 50
2048 | Projected | Effective carbon price | Dollars per t of CO2 | Constraint | 50
2049 | Projected | Effective carbon price | Dollars per t of CO2 | Constraint | 50
2050 | Projected | Effective carbon price | Dollars per t of CO2 | Constraint | 50
1990 | Historical | Effective carbon price | Dollars per t of CO2 | Innovation | 0
1991 | Historical | Effective carbon price | Dollars per t of CO2 | Innovation | 0
1992 | Historical | Effective carbon price | Dollars per t of CO2 | Innovation | 0
1993 | Historical | Effective carbon price | Dollars per t of CO2 | Innovation | 0
1994 | Historical | Effective carbon price | Dollars per t of CO2 | Innovation | 0
1995 | Historical | Effective carbon price | Dollars per t of CO2 | Innovation | 0
1996 | Historical | Effective carbon price | Dollars per t of CO2 | Innovation | 0
1997 | Historical | Effective carbon price | Dollars per t of CO2 | Innovation | 0
1998 | Historical | Effective carbon price | Dollars per t of CO2 | Innovation | 0
1999 | Historical | Effective carbon price | Dollars per t of CO2 | Innovation | 0
2000 | Historical | Effective carbon price | Dollars per t of CO2 | Innovation | 0
2001 | Historical | Effective carbon price | Dollars per t of CO2 | Innovation | 0
2002 | Historical | Effective carbon price | Dollars per t of CO2 | Innovation | 0
2003 | Historical | Effective carbon price | Dollars per t of CO2 | Innovation | 0
2004 | Historical | Effective carbon price | Dollars per t of CO2 | Innovation | 0
2005 | Historical | Effective carbon price | Dollars per t of CO2 | Innovation | 0
2006 | Historical | Effective carbon price | Dollars per t of CO2 | Innovation | 0
2007 | Historical | Effective carbon price | Dollars per t of CO2 | Innovation | 0
2008 | Historical | Effective carbon price | Dollars per t of CO2 | Innovation | 0
2009 | Historical | Effective carbon price | Dollars per t of CO2 | Innovation | 0
2010 | Historical | Effective carbon price | Dollars per t of CO2 | Innovation | 6.723
2011 | Historical | Effective carbon price | Dollars per t of CO2 | Innovation | 9.552
2012 | Historical | Effective carbon price | Dollars per t of CO2 | Innovation | 3.443
2013 | Historical | Effective carbon price | Dollars per t of CO2 | Innovation | 0.27
2014 | Historical | Effective carbon price | Dollars per t of CO2 | Innovation | 0.254
2015 | Historical | Effective carbon price | Dollars per t of CO2 | Innovation | 4.273
2016 | Historical | Effective carbon price | Dollars per t of CO2 | Innovation | 9.385
2017 | Historical | Effective carbon price | Dollars per t of CO2 | Innovation | 14.694
2018 | Historical | Effective carbon price | Dollars per t of CO2 | Innovation | 22.553
2019 | Historical | Effective carbon price | Dollars per t of CO2 | Innovation | 29.711
2020 | Historical | Effective carbon price | Dollars per t of CO2 | Innovation | 36.159
2021 | Historical | Effective carbon price | Dollars per t of CO2 | Innovation | 55.525
2022 | Historical | Effective carbon price | Dollars per t of CO2 | Innovation | 84.058
2023 | Historical | Effective carbon price | Dollars per t of CO2 | Innovation | 63
2024 | Projected | Effective carbon price | Dollars per t of CO2 | Innovation | 65.236
2025 | Projected | Effective carbon price | Dollars per t of CO2 | Innovation | 67.551
2026 | Projected | Effective carbon price | Dollars per t of CO2 | Innovation | 69.948
2027 | Projected | Effective carbon price | Dollars per t of CO2 | Innovation | 72.43
2028 | Projected | Effective carbon price | Dollars per t of CO2 | Innovation | 75
2029 | Projected | Effective carbon price | Dollars per t of CO2 | Innovation | 71.429
2030 | Projected | Effective carbon price | Dollars per t of CO2 | Innovation | 67.857
2031 | Projected | Effective carbon price | Dollars per t of CO2 | Innovation | 64.286
2032 | Projected | Effective carbon price | Dollars per t of CO2 | Innovation | 60.714
2033 | Projected | Effective carbon price | Dollars per t of CO2 | Innovation | 57.143
2034 | Projected | Effective carbon price | Dollars per t of CO2 | Innovation | 53.571
2035 | Projected | Effective carbon price | Dollars per t of CO2 | Innovation | 50
2036 | Projected | Effective carbon price | Dollars per t of CO2 | Innovation | 50
2037 | Projected | Effective carbon price | Dollars per t of CO2 | Innovation | 50
2038 | Projected | Effective carbon price | Dollars per t of CO2 | Innovation | 50
2039 | Projected | Effective carbon price | Dollars per t of CO2 | Innovation | 50
2040 | Projected | Effective carbon price | Dollars per t of CO2 | Innovation | 50
2041 | Projected | Effective carbon price | Dollars per t of CO2 | Innovation | 50
2042 | Projected | Effective carbon price | Dollars per t of CO2 | Innovation | 50
2043 | Projected | Effective carbon price | Dollars per t of CO2 | Innovation | 50
2044 | Projected | Effective carbon price | Dollars per t of CO2 | Innovation | 50
2045 | Projected | Effective carbon price | Dollars per t of CO2 | Innovation | 50
2046 | Projected | Effective carbon price | Dollars per t of CO2 | Innovation | 50
2047 | Projected | Effective carbon price | Dollars per t of CO2 | Innovation | 50
2048 | Projected | Effective carbon price | Dollars per t of CO2 | Innovation | 50
2049 | Projected | Effective carbon price | Dollars per t of CO2 | Innovation | 50
2050 | Projected | Effective carbon price | Dollars per t of CO2 | Innovation | 50
1990 | Historical | Effective carbon price | Dollars per t of CO2 | Environmental | 0
1991 | Historical | Effective carbon price | Dollars per t of CO2 | Environmental | 0
1992 | Historical | Effective carbon price | Dollars per t of CO2 | Environmental | 0
1993 | Historical | Effective carbon price | Dollars per t of CO2 | Environmental | 0
1994 | Historical | Effective carbon price | Dollars per t of CO2 | Environmental | 0
1995 | Historical | Effective carbon price | Dollars per t of CO2 | Environmental | 0
1996 | Historical | Effective carbon price | Dollars per t of CO2 | Environmental | 0
1997 | Historical | Effective carbon price | Dollars per t of CO2 | Environmental | 0
1998 | Historical | Effective carbon price | Dollars per t of CO2 | Environmental | 0
1999 | Historical | Effective carbon price | Dollars per t of CO2 | Environmental | 0
2000 | Historical | Effective carbon price | Dollars per t of CO2 | Environmental | 0
2001 | Historical | Effective carbon price | Dollars per t of CO2 | Environmental | 0
2002 | Historical | Effective carbon price | Dollars per t of CO2 | Environmental | 0
2003 | Historical | Effective carbon price | Dollars per t of CO2 | Environmental | 0
2004 | Historical | Effective carbon price | Dollars per t of CO2 | Environmental | 0
2005 | Historical | Effective carbon price | Dollars per t of CO2 | Environmental | 0
2006 | Historical | Effective carbon price | Dollars per t of CO2 | Environmental | 0
2007 | Historical | Effective carbon price | Dollars per t of CO2 | Environmental | 0
2008 | Historical | Effective carbon price | Dollars per t of CO2 | Environmental | 0
2009 | Historical | Effective carbon price | Dollars per t of CO2 | Environmental | 0
2010 | Historical | Effective carbon price | Dollars per t of CO2 | Environmental | 6.723
2011 | Historical | Effective carbon price | Dollars per t of CO2 | Environmental | 9.552
2012 | Historical | Effective carbon price | Dollars per t of CO2 | Environmental | 3.443
2013 | Historical | Effective carbon price | Dollars per t of CO2 | Environmental | 0.27
2014 | Historical | Effective carbon price | Dollars per t of CO2 | Environmental | 0.254
2015 | Historical | Effective carbon price | Dollars per t of CO2 | Environmental | 4.273
2016 | Historical | Effective carbon price | Dollars per t of CO2 | Environmental | 9.385
2017 | Historical | Effective carbon price | Dollars per t of CO2 | Environmental | 14.694
2018 | Historical | Effective carbon price | Dollars per t of CO2 | Environmental | 22.553
2019 | Historical | Effective carbon price | Dollars per t of CO2 | Environmental | 29.711
2020 | Historical | Effective carbon price | Dollars per t of CO2 | Environmental | 36.159
2021 | Historical | Effective carbon price | Dollars per t of CO2 | Environmental | 55.525
2022 | Historical | Effective carbon price | Dollars per t of CO2 | Environmental | 84.058
2023 | Historical | Effective carbon price | Dollars per t of CO2 | Environmental | 63
2024 | Projected | Effective carbon price | Dollars per t of CO2 | Environmental | 62
2025 | Projected | Effective carbon price | Dollars per t of CO2 | Environmental | 67
2026 | Projected | Effective carbon price | Dollars per t of CO2 | Environmental | 73
2027 | Projected | Effective carbon price | Dollars per t of CO2 | Environmental | 79
2028 | Projected | Effective carbon price | Dollars per t of CO2 | Environmental | 86
2029 | Projected | Effective carbon price | Dollars per t of CO2 | Environmental | 94
2030 | Projected | Effective carbon price | Dollars per t of CO2 | Environmental | 102
2031 | Projected | Effective carbon price | Dollars per t of CO2 | Environmental | 111
2032 | Projected | Effective carbon price | Dollars per t of CO2 | Environmental | 121
2033 | Projected | Effective carbon price | Dollars per t of CO2 | Environmental | 132
2034 | Projected | Effective carbon price | Dollars per t of CO2 | Environmental | 143
2035 | Projected | Effective carbon price | Dollars per t of CO2 | Environmental | 148
2036 | Projected | Effective carbon price | Dollars per t of CO2 | Environmental | 152
2037 | Projected | Effective carbon price | Dollars per t of CO2 | Environmental | 157
2038 | Projected | Effective carbon price | Dollars per t of CO2 | Environmental | 161
2039 | Projected | Effective carbon price | Dollars per t of CO2 | Environmental | 166
2040 | Projected | Effective carbon price | Dollars per t of CO2 | Environmental | 171
2041 | Projected | Effective carbon price | Dollars per t of CO2 | Environmental | 176
2042 | Projected | Effective carbon price | Dollars per t of CO2 | Environmental | 182
2043 | Projected | Effective carbon price | Dollars per t of CO2 | Environmental | 187
2044 | Projected | Effective carbon price | Dollars per t of CO2 | Environmental | 193
2045 | Projected | Effective carbon price | Dollars per t of CO2 | Environmental | 198
2046 | Projected | Effective carbon price | Dollars per t of CO2 | Environmental | 204
2047 | Projected | Effective carbon price | Dollars per t of CO2 | Environmental | 210
2048 | Projected | Effective carbon price | Dollars per t of CO2 | Environmental | 217
2049 | Projected | Effective carbon price | Dollars per t of CO2 | Environmental | 223
2050 | Projected | Effective carbon price | Dollars per t of CO2 | Environmental | 230

## Vehicle kilometres travelled
TimePeriod | Variable | VehicleType | Unit | Scenario | Value | Status
2001 | Vehicle kilometers travelled | Electric | Vehicle km | Constraint | 1713901.71 | Historical
2001 | Vehicle kilometers travelled | Electric | Vehicle km | Environmental | 1713901.71 | Historical
2001 | Vehicle kilometers travelled | Electric | Vehicle km | Growth | 1713901.71 | Historical
2001 | Vehicle kilometers travelled | Electric | Vehicle km | Innovation | 1713901.71 | Historical
2001 | Vehicle kilometers travelled | Electric | Vehicle km | Reference | 1713901.71 | Historical
2001 | Vehicle kilometers travelled | ICE | Vehicle km | Constraint | 36515507698.08 | Historical
2001 | Vehicle kilometers travelled | ICE | Vehicle km | Environmental | 36515507698.08 | Historical
2001 | Vehicle kilometers travelled | ICE | Vehicle km | Growth | 36515507698.08 | Historical
2001 | Vehicle kilometers travelled | ICE | Vehicle km | Innovation | 36515507698.08 | Historical
2001 | Vehicle kilometers travelled | ICE | Vehicle km | Reference | 36515507698.08 | Historical
2001 | Vehicle kilometers travelled | ICE/Hybrid | Vehicle km | Constraint | 13738.27 | Historical
2001 | Vehicle kilometers travelled | ICE/Hybrid | Vehicle km | Environmental | 13738.27 | Historical
2001 | Vehicle kilometers travelled | ICE/Hybrid | Vehicle km | Growth | 13738.27 | Historical
2001 | Vehicle kilometers travelled | ICE/Hybrid | Vehicle km | Innovation | 13738.27 | Historical
2001 | Vehicle kilometers travelled | ICE/Hybrid | Vehicle km | Reference | 13738.27 | Historical
2002 | Vehicle kilometers travelled | Electric | Vehicle km | Constraint | 1672102.68 | Historical
2002 | Vehicle kilometers travelled | Electric | Vehicle km | Environmental | 1672102.68 | Historical
2002 | Vehicle kilometers travelled | Electric | Vehicle km | Growth | 1672102.68 | Historical
2002 | Vehicle kilometers travelled | Electric | Vehicle km | Innovation | 1672102.68 | Historical
2002 | Vehicle kilometers travelled | Electric | Vehicle km | Reference | 1672102.68 | Historical
2002 | Vehicle kilometers travelled | ICE | Vehicle km | Constraint | 37704701730.76 | Historical
2002 | Vehicle kilometers travelled | ICE | Vehicle km | Environmental | 37704701730.76 | Historical
2002 | Vehicle kilometers travelled | ICE | Vehicle km | Growth | 37704701730.76 | Historical
2002 | Vehicle kilometers travelled | ICE | Vehicle km | Innovation | 37704701730.76 | Historical
2002 | Vehicle kilometers travelled | ICE | Vehicle km | Reference | 37704701730.76 | Historical
2002 | Vehicle kilometers travelled | ICE/Hybrid | Vehicle km | Constraint | 81897.54 | Historical
2002 | Vehicle kilometers travelled | ICE/Hybrid | Vehicle km | Environmental | 81897.54 | Historical
2002 | Vehicle kilometers travelled | ICE/Hybrid | Vehicle km | Growth | 81897.54 | Historical
2002 | Vehicle kilometers travelled | ICE/Hybrid | Vehicle km | Innovation | 81897.54 | Historical
2002 | Vehicle kilometers travelled | ICE/Hybrid | Vehicle km | Reference | 81897.54 | Historical
2003 | Vehicle kilometers travelled | Electric | Vehicle km | Constraint | 1561043.95 | Historical
2003 | Vehicle kilometers travelled | Electric | Vehicle km | Environmental | 1561043.95 | Historical
2003 | Vehicle kilometers travelled | Electric | Vehicle km | Growth | 1561043.95 | Historical
2003 | Vehicle kilometers travelled | Electric | Vehicle km | Innovation | 1561043.95 | Historical
2003 | Vehicle kilometers travelled | Electric | Vehicle km | Reference | 1561043.95 | Historical
2003 | Vehicle kilometers travelled | ICE | Vehicle km | Constraint | 38862041491.93 | Historical
2003 | Vehicle kilometers travelled | ICE | Vehicle km | Environmental | 38862041491.93 | Historical
2003 | Vehicle kilometers travelled | ICE | Vehicle km | Growth | 38862041491.93 | Historical
2003 | Vehicle kilometers travelled | ICE | Vehicle km | Innovation | 38862041491.93 | Historical
2003 | Vehicle kilometers travelled | ICE | Vehicle km | Reference | 38862041491.93 | Historical
2003 | Vehicle kilometers travelled | ICE/Hybrid | Vehicle km | Constraint | 255278.16 | Historical
2003 | Vehicle kilometers travelled | ICE/Hybrid | Vehicle km | Environmental | 255278.16 | Historical
2003 | Vehicle kilometers travelled | ICE/Hybrid | Vehicle km | Growth | 255278.16 | Historical
2003 | Vehicle kilometers travelled | ICE/Hybrid | Vehicle km | Innovation | 255278.16 | Historical
2003 | Vehicle kilometers travelled | ICE/Hybrid | Vehicle km | Reference | 255278.16 | Historical
2004 | Vehicle kilometers travelled | Electric | Vehicle km | Constraint | 1482728.88 | Historical
2004 | Vehicle kilometers travelled | Electric | Vehicle km | Environmental | 1482728.88 | Historical
2004 | Vehicle kilometers travelled | Electric | Vehicle km | Growth | 1482728.88 | Historical
2004 | Vehicle kilometers travelled | Electric | Vehicle km | Innovation | 1482728.88 | Historical
2004 | Vehicle kilometers travelled | Electric | Vehicle km | Reference | 1482728.88 | Historical
2004 | Vehicle kilometers travelled | ICE | Vehicle km | Constraint | 39990301938.18 | Historical
2004 | Vehicle kilometers travelled | ICE | Vehicle km | Environmental | 39990301938.18 | Historical
2004 | Vehicle kilometers travelled | ICE | Vehicle km | Growth | 39990301938.18 | Historical
2004 | Vehicle kilometers travelled | ICE | Vehicle km | Innovation | 39990301938.18 | Historical
2004 | Vehicle kilometers travelled | ICE | Vehicle km | Reference | 39990301938.18 | Historical
2004 | Vehicle kilometers travelled | ICE/Hybrid | Vehicle km | Constraint | 1844816.89 | Historical
2004 | Vehicle kilometers travelled | ICE/Hybrid | Vehicle km | Environmental | 1844816.89 | Historical
2004 | Vehicle kilometers travelled | ICE/Hybrid | Vehicle km | Growth | 1844816.89 | Historical
2004 | Vehicle kilometers travelled | ICE/Hybrid | Vehicle km | Innovation | 1844816.89 | Historical
2004 | Vehicle kilometers travelled | ICE/Hybrid | Vehicle km | Reference | 1844816.89 | Historical
2005 | Vehicle kilometers travelled | Electric | Vehicle km | Constraint | 1622774.49 | Historical
2005 | Vehicle kilometers travelled | Electric | Vehicle km | Environmental | 1622774.49 | Historical
2005 | Vehicle kilometers travelled | Electric | Vehicle km | Growth | 1622774.49 | Historical
2005 | Vehicle kilometers travelled | Electric | Vehicle km | Innovation | 1622774.49 | Historical
2005 | Vehicle kilometers travelled | Electric | Vehicle km | Reference | 1622774.49 | Historical
2005 | Vehicle kilometers travelled | ICE | Vehicle km | Constraint | 40378491644.42 | Historical
2005 | Vehicle kilometers travelled | ICE | Vehicle km | Environmental | 40378491644.42 | Historical
2005 | Vehicle kilometers travelled | ICE | Vehicle km | Growth | 40378491644.42 | Historical
2005 | Vehicle kilometers travelled | ICE | Vehicle km | Innovation | 40378491644.42 | Historical
2005 | Vehicle kilometers travelled | ICE | Vehicle km | Reference | 40378491644.42 | Historical
2005 | Vehicle kilometers travelled | ICE/Hybrid | Vehicle km | Constraint | 6847014.95 | Historical
2005 | Vehicle kilometers travelled | ICE/Hybrid | Vehicle km | Environmental | 6847014.95 | Historical
2005 | Vehicle kilometers travelled | ICE/Hybrid | Vehicle km | Growth | 6847014.95 | Historical
2005 | Vehicle kilometers travelled | ICE/Hybrid | Vehicle km | Innovation | 6847014.95 | Historical
2005 | Vehicle kilometers travelled | ICE/Hybrid | Vehicle km | Reference | 6847014.95 | Historical
2006 | Vehicle kilometers travelled | Electric | Vehicle km | Constraint | 1697453.31 | Historical
2006 | Vehicle kilometers travelled | Electric | Vehicle km | Environmental | 1697453.31 | Historical
2006 | Vehicle kilometers travelled | Electric | Vehicle km | Growth | 1697453.31 | Historical
2006 | Vehicle kilometers travelled | Electric | Vehicle km | Innovation | 1697453.31 | Historical
2006 | Vehicle kilometers travelled | Electric | Vehicle km | Reference | 1697453.31 | Historical
2006 | Vehicle kilometers travelled | ICE | Vehicle km | Constraint | 40346606073.83 | Historical
2006 | Vehicle kilometers travelled | ICE | Vehicle km | Environmental | 40346606073.83 | Historical
2006 | Vehicle kilometers travelled | ICE | Vehicle km | Growth | 40346606073.83 | Historical
2006 | Vehicle kilometers travelled | ICE | Vehicle km | Innovation | 40346606073.83 | Historical
2006 | Vehicle kilometers travelled | ICE | Vehicle km | Reference | 40346606073.83 | Historical
2006 | Vehicle kilometers travelled | ICE/Hybrid | Vehicle km | Constraint | 15662307.9 | Historical
2006 | Vehicle kilometers travelled | ICE/Hybrid | Vehicle km | Environmental | 15662307.9 | Historical
2006 | Vehicle kilometers travelled | ICE/Hybrid | Vehicle km | Growth | 15662307.9 | Historical
2006 | Vehicle kilometers travelled | ICE/Hybrid | Vehicle km | Innovation | 15662307.9 | Historical
2006 | Vehicle kilometers travelled | ICE/Hybrid | Vehicle km | Reference | 15662307.9 | Historical
2007 | Vehicle kilometers travelled | Electric | Vehicle km | Constraint | 1713192.22 | Historical
2007 | Vehicle kilometers travelled | Electric | Vehicle km | Environmental | 1713192.22 | Historical
2007 | Vehicle kilometers travelled | Electric | Vehicle km | Growth | 1713192.22 | Historical
2007 | Vehicle kilometers travelled | Electric | Vehicle km | Innovation | 1713192.22 | Historical
2007 | Vehicle kilometers travelled | Electric | Vehicle km | Reference | 1713192.22 | Historical
2007 | Vehicle kilometers travelled | ICE | Vehicle km | Constraint | 40982230930.83 | Historical
2007 | Vehicle kilometers travelled | ICE | Vehicle km | Environmental | 40982230930.83 | Historical
2007 | Vehicle kilometers travelled | ICE | Vehicle km | Growth | 40982230930.83 | Historical
2007 | Vehicle kilometers travelled | ICE | Vehicle km | Innovation | 40982230930.83 | Historical
2007 | Vehicle kilometers travelled | ICE | Vehicle km | Reference | 40982230930.83 | Historical
2007 | Vehicle kilometers travelled | ICE/Hybrid | Vehicle km | Constraint | 26792854.31 | Historical
2007 | Vehicle kilometers travelled | ICE/Hybrid | Vehicle km | Environmental | 26792854.31 | Historical
2007 | Vehicle kilometers travelled | ICE/Hybrid | Vehicle km | Growth | 26792854.31 | Historical
2007 | Vehicle kilometers travelled | ICE/Hybrid | Vehicle km | Innovation | 26792854.31 | Historical
2007 | Vehicle kilometers travelled | ICE/Hybrid | Vehicle km | Reference | 26792854.31 | Historical
2008 | Vehicle kilometers travelled | Electric | Vehicle km | Constraint | 1803815.54 | Historical
2008 | Vehicle kilometers travelled | Electric | Vehicle km | Environmental | 1803815.54 | Historical
2008 | Vehicle kilometers travelled | Electric | Vehicle km | Growth | 1803815.54 | Historical
2008 | Vehicle kilometers travelled | Electric | Vehicle km | Innovation | 1803815.54 | Historical
2008 | Vehicle kilometers travelled | Electric | Vehicle km | Reference | 1803815.54 | Historical
2008 | Vehicle kilometers travelled | ICE | Vehicle km | Constraint | 40394633221.09 | Historical
2008 | Vehicle kilometers travelled | ICE | Vehicle km | Environmental | 40394633221.09 | Historical
2008 | Vehicle kilometers travelled | ICE | Vehicle km | Growth | 40394633221.09 | Historical
2008 | Vehicle kilometers travelled | ICE | Vehicle km | Innovation | 40394633221.09 | Historical
2008 | Vehicle kilometers travelled | ICE | Vehicle km | Reference | 40394633221.09 | Historical
2008 | Vehicle kilometers travelled | ICE/Hybrid | Vehicle km | Constraint | 43823795.88 | Historical
2008 | Vehicle kilometers travelled | ICE/Hybrid | Vehicle km | Environmental | 43823795.88 | Historical
2008 | Vehicle kilometers travelled | ICE/Hybrid | Vehicle km | Growth | 43823795.88 | Historical
2008 | Vehicle kilometers travelled | ICE/Hybrid | Vehicle km | Innovation | 43823795.88 | Historical
2008 | Vehicle kilometers travelled | ICE/Hybrid | Vehicle km | Reference | 43823795.88 | Historical
2009 | Vehicle kilometers travelled | Electric | Vehicle km | Constraint | 2201669.92 | Historical
2009 | Vehicle kilometers travelled | Electric | Vehicle km | Environmental | 2201669.92 | Historical
2009 | Vehicle kilometers travelled | Electric | Vehicle km | Growth | 2201669.92 | Historical
2009 | Vehicle kilometers travelled | Electric | Vehicle km | Innovation | 2201669.92 | Historical
2009 | Vehicle kilometers travelled | Electric | Vehicle km | Reference | 2201669.92 | Historical
2009 | Vehicle kilometers travelled | ICE | Vehicle km | Constraint | 40345204382.27 | Historical
2009 | Vehicle kilometers travelled | ICE | Vehicle km | Environmental | 40345204382.27 | Historical
2009 | Vehicle kilometers travelled | ICE | Vehicle km | Growth | 40345204382.27 | Historical
2009 | Vehicle kilometers travelled | ICE | Vehicle km | Innovation | 40345204382.27 | Historical
2009 | Vehicle kilometers travelled | ICE | Vehicle km | Reference | 40345204382.27 | Historical
2009 | Vehicle kilometers travelled | ICE/Hybrid | Vehicle km | Constraint | 59172228.34 | Historical
2009 | Vehicle kilometers travelled | ICE/Hybrid | Vehicle km | Environmental | 59172228.34 | Historical
2009 | Vehicle kilometers travelled | ICE/Hybrid | Vehicle km | Growth | 59172228.34 | Historical
2009 | Vehicle kilometers travelled | ICE/Hybrid | Vehicle km | Innovation | 59172228.34 | Historical
2009 | Vehicle kilometers travelled | ICE/Hybrid | Vehicle km | Reference | 59172228.34 | Historical
2010 | Vehicle kilometers travelled | Electric | Vehicle km | Constraint | 2597002.49 | Historical
2010 | Vehicle kilometers travelled | Electric | Vehicle km | Environmental | 2597002.49 | Historical
2010 | Vehicle kilometers travelled | Electric | Vehicle km | Growth | 2597002.49 | Historical
2010 | Vehicle kilometers travelled | Electric | Vehicle km | Innovation | 2597002.49 | Historical
2010 | Vehicle kilometers travelled | Electric | Vehicle km | Reference | 2597002.49 | Historical
2010 | Vehicle kilometers travelled | ICE | Vehicle km | Constraint | 40298357312.8 | Historical
2010 | Vehicle kilometers travelled | ICE | Vehicle km | Environmental | 40298357312.8 | Historical
2010 | Vehicle kilometers travelled | ICE | Vehicle km | Growth | 40298357312.8 | Historical
2010 | Vehicle kilometers travelled | ICE | Vehicle km | Innovation | 40298357312.8 | Historical
2010 | Vehicle kilometers travelled | ICE | Vehicle km | Reference | 40298357312.8 | Historical
2010 | Vehicle kilometers travelled | ICE/Hybrid | Vehicle km | Constraint | 79795157.15 | Historical
2010 | Vehicle kilometers travelled | ICE/Hybrid | Vehicle km | Environmental | 79795157.15 | Historical
2010 | Vehicle kilometers travelled | ICE/Hybrid | Vehicle km | Growth | 79795157.15 | Historical
2010 | Vehicle kilometers travelled | ICE/Hybrid | Vehicle km | Innovation | 79795157.15 | Historical
2010 | Vehicle kilometers travelled | ICE/Hybrid | Vehicle km | Reference | 79795157.15 | Historical
2011 | Vehicle kilometers travelled | Electric | Vehicle km | Constraint | 2559850.95 | Historical
2011 | Vehicle kilometers travelled | Electric | Vehicle km | Environmental | 2559850.95 | Historical
2011 | Vehicle kilometers travelled | Electric | Vehicle km | Growth | 2559850.95 | Historical
2011 | Vehicle kilometers travelled | Electric | Vehicle km | Innovation | 2559850.95 | Historical
2011 | Vehicle kilometers travelled | Electric | Vehicle km | Reference | 2559850.95 | Historical
2011 | Vehicle kilometers travelled | ICE | Vehicle km | Constraint | 39807670110.92 | Historical
2011 | Vehicle kilometers travelled | ICE | Vehicle km | Environmental | 39807670110.92 | Historical
2011 | Vehicle kilometers travelled | ICE | Vehicle km | Growth | 39807670110.92 | Historical
2011 | Vehicle kilometers travelled | ICE | Vehicle km | Innovation | 39807670110.92 | Historical
2011 | Vehicle kilometers travelled | ICE | Vehicle km | Reference | 39807670110.92 | Historical
2011 | Vehicle kilometers travelled | ICE/Hybrid | Vehicle km | Constraint | 109325120.44 | Historical
2011 | Vehicle kilometers travelled | ICE/Hybrid | Vehicle km | Environmental | 109325120.44 | Historical
2011 | Vehicle kilometers travelled | ICE/Hybrid | Vehicle km | Growth | 109325120.44 | Historical
2011 | Vehicle kilometers travelled | ICE/Hybrid | Vehicle km | Innovation | 109325120.44 | Historical
2011 | Vehicle kilometers travelled | ICE/Hybrid | Vehicle km | Reference | 109325120.44 | Historical
2012 | Vehicle kilometers travelled | Electric | Vehicle km | Constraint | 2376361.83 | Historical
2012 | Vehicle kilometers travelled | Electric | Vehicle km | Environmental | 2376361.83 | Historical
2012 | Vehicle kilometers travelled | Electric | Vehicle km | Growth | 2376361.83 | Historical
2012 | Vehicle kilometers travelled | Electric | Vehicle km | Innovation | 2376361.83 | Historical
2012 | Vehicle kilometers travelled | Electric | Vehicle km | Reference | 2376361.83 | Historical
2012 | Vehicle kilometers travelled | ICE | Vehicle km | Constraint | 39846212683.19 | Historical
2012 | Vehicle kilometers travelled | ICE | Vehicle km | Environmental | 39846212683.19 | Historical
2012 | Vehicle kilometers travelled | ICE | Vehicle km | Growth | 39846212683.19 | Historical
2012 | Vehicle kilometers travelled | ICE | Vehicle km | Innovation | 39846212683.19 | Historical
2012 | Vehicle kilometers travelled | ICE | Vehicle km | Reference | 39846212683.19 | Historical
2012 | Vehicle kilometers travelled | ICE/Hybrid | Vehicle km | Constraint | 140780893.94 | Historical
2012 | Vehicle kilometers travelled | ICE/Hybrid | Vehicle km | Environmental | 140780893.94 | Historical
2012 | Vehicle kilometers travelled | ICE/Hybrid | Vehicle km | Growth | 140780893.94 | Historical
2012 | Vehicle kilometers travelled | ICE/Hybrid | Vehicle km | Innovation | 140780893.94 | Historical
2012 | Vehicle kilometers travelled | ICE/Hybrid | Vehicle km | Reference | 140780893.94 | Historical
2012 | Vehicle kilometers travelled | PHEV | Vehicle km | Constraint | 8743.35 | Historical
2012 | Vehicle kilometers travelled | PHEV | Vehicle km | Environmental | 8743.35 | Historical
2012 | Vehicle kilometers travelled | PHEV | Vehicle km | Growth | 8743.35 | Historical
2012 | Vehicle kilometers travelled | PHEV | Vehicle km | Innovation | 8743.35 | Historical
2012 | Vehicle kilometers travelled | PHEV | Vehicle km | Reference | 8743.35 | Historical
2013 | Vehicle kilometers travelled | Electric | Vehicle km | Constraint | 2470540.65 | Historical
2013 | Vehicle kilometers travelled | Electric | Vehicle km | Environmental | 2470540.65 | Historical
2013 | Vehicle kilometers travelled | Electric | Vehicle km | Growth | 2470540.65 | Historical
2013 | Vehicle kilometers travelled | Electric | Vehicle km | Innovation | 2470540.65 | Historical
2013 | Vehicle kilometers travelled | Electric | Vehicle km | Reference | 2470540.65 | Historical
2013 | Vehicle kilometers travelled | ICE | Vehicle km | Constraint | 40426754162.02 | Historical
2013 | Vehicle kilometers travelled | ICE | Vehicle km | Environmental | 40426754162.02 | Historical
2013 | Vehicle kilometers travelled | ICE | Vehicle km | Growth | 40426754162.02 | Historical
2013 | Vehicle kilometers travelled | ICE | Vehicle km | Innovation | 40426754162.02 | Historical
2013 | Vehicle kilometers travelled | ICE | Vehicle km | Reference | 40426754162.02 | Historical
2013 | Vehicle kilometers travelled | ICE/Hybrid | Vehicle km | Constraint | 178810828.88 | Historical
2013 | Vehicle kilometers travelled | ICE/Hybrid | Vehicle km | Environmental | 178810828.88 | Historical
2013 | Vehicle kilometers travelled | ICE/Hybrid | Vehicle km | Growth | 178810828.88 | Historical
2013 | Vehicle kilometers travelled | ICE/Hybrid | Vehicle km | Innovation | 178810828.88 | Historical
2013 | Vehicle kilometers travelled | ICE/Hybrid | Vehicle km | Reference | 178810828.88 | Historical
2013 | Vehicle kilometers travelled | PHEV | Vehicle km | Constraint | 72366.28 | Historical
2013 | Vehicle kilometers travelled | PHEV | Vehicle km | Environmental | 72366.28 | Historical
2013 | Vehicle kilometers travelled | PHEV | Vehicle km | Growth | 72366.28 | Historical
2013 | Vehicle kilometers travelled | PHEV | Vehicle km | Innovation | 72366.28 | Historical
2013 | Vehicle kilometers travelled | PHEV | Vehicle km | Reference | 72366.28 | Historical
2014 | Vehicle kilometers travelled | Electric | Vehicle km | Constraint | 3067491.89 | Historical
2014 | Vehicle kilometers travelled | Electric | Vehicle km | Environmental | 3067491.89 | Historical
2014 | Vehicle kilometers travelled | Electric | Vehicle km | Growth | 3067491.89 | Historical
2014 | Vehicle kilometers travelled | Electric | Vehicle km | Innovation | 3067491.89 | Historical
2014 | Vehicle kilometers travelled | Electric | Vehicle km | Reference | 3067491.89 | Historical
2014 | Vehicle kilometers travelled | ICE | Vehicle km | Constraint | 41403135860.89 | Historical
2014 | Vehicle kilometers travelled | ICE | Vehicle km | Environmental | 41403135860.89 | Historical
2014 | Vehicle kilometers travelled | ICE | Vehicle km | Growth | 41403135860.89 | Historical
2014 | Vehicle kilometers travelled | ICE | Vehicle km | Innovation | 41403135860.89 | Historical
2014 | Vehicle kilometers travelled | ICE | Vehicle km | Reference | 41403135860.89 | Historical
2014 | Vehicle kilometers travelled | ICE/Hybrid | Vehicle km | Constraint | 224854087.46 | Historical
2014 | Vehicle kilometers travelled | ICE/Hybrid | Vehicle km | Environmental | 224854087.46 | Historical
2014 | Vehicle kilometers travelled | ICE/Hybrid | Vehicle km | Growth | 224854087.46 | Historical
2014 | Vehicle kilometers travelled | ICE/Hybrid | Vehicle km | Innovation | 224854087.46 | Historical
2014 | Vehicle kilometers travelled | ICE/Hybrid | Vehicle km | Reference | 224854087.46 | Historical
2014 | Vehicle kilometers travelled | PHEV | Vehicle km | Constraint | 1640461.86 | Historical
2014 | Vehicle kilometers travelled | PHEV | Vehicle km | Environmental | 1640461.86 | Historical
2014 | Vehicle kilometers travelled | PHEV | Vehicle km | Growth | 1640461.86 | Historical
2014 | Vehicle kilometers travelled | PHEV | Vehicle km | Innovation | 1640461.86 | Historical
2014 | Vehicle kilometers travelled | PHEV | Vehicle km | Reference | 1640461.86 | Historical
2015 | Vehicle kilometers travelled | Electric | Vehicle km | Constraint | 4977958.15 | Historical
2015 | Vehicle kilometers travelled | Electric | Vehicle km | Environmental | 4977958.15 | Historical
2015 | Vehicle kilometers travelled | Electric | Vehicle km | Growth | 4977958.15 | Historical
2015 | Vehicle kilometers travelled | Electric | Vehicle km | Innovation | 4977958.15 | Historical
2015 | Vehicle kilometers travelled | Electric | Vehicle km | Reference | 4977958.15 | Historical
2015 | Vehicle kilometers travelled | ICE | Vehicle km | Constraint | 42863401248.33 | Historical
2015 | Vehicle kilometers travelled | ICE | Vehicle km | Environmental | 42863401248.33 | Historical
2015 | Vehicle kilometers travelled | ICE | Vehicle km | Growth | 42863401248.33 | Historical
2015 | Vehicle kilometers travelled | ICE | Vehicle km | Innovation | 42863401248.33 | Historical
2015 | Vehicle kilometers travelled | ICE | Vehicle km | Reference | 42863401248.33 | Historical
2015 | Vehicle kilometers travelled | ICE/Hybrid | Vehicle km | Constraint | 275672075.67 | Historical
2015 | Vehicle kilometers travelled | ICE/Hybrid | Vehicle km | Environmental | 275672075.67 | Historical
2015 | Vehicle kilometers travelled | ICE/Hybrid | Vehicle km | Growth | 275672075.67 | Historical
2015 | Vehicle kilometers travelled | ICE/Hybrid | Vehicle km | Innovation | 275672075.67 | Historical
2015 | Vehicle kilometers travelled | ICE/Hybrid | Vehicle km | Reference | 275672075.67 | Historical
2015 | Vehicle kilometers travelled | PHEV | Vehicle km | Constraint | 5270798.04 | Historical
2015 | Vehicle kilometers travelled | PHEV | Vehicle km | Environmental | 5270798.04 | Historical
2015 | Vehicle kilometers travelled | PHEV | Vehicle km | Growth | 5270798.04 | Historical
2015 | Vehicle kilometers travelled | PHEV | Vehicle km | Innovation | 5270798.04 | Historical
2015 | Vehicle kilometers travelled | PHEV | Vehicle km | Reference | 5270798.04 | Historical
2016 | Vehicle kilometers travelled | Electric | Vehicle km | Constraint | 10987008.94 | Historical
2016 | Vehicle kilometers travelled | Electric | Vehicle km | Environmental | 10987008.94 | Historical
2016 | Vehicle kilometers travelled | Electric | Vehicle km | Growth | 10987008.94 | Historical
2016 | Vehicle kilometers travelled | Electric | Vehicle km | Innovation | 10987008.94 | Historical
2016 | Vehicle kilometers travelled | Electric | Vehicle km | Reference | 10987008.94 | Historical
2016 | Vehicle kilometers travelled | ICE | Vehicle km | Constraint | 44770094636.47 | Historical
2016 | Vehicle kilometers travelled | ICE | Vehicle km | Environmental | 44770094636.47 | Historical
2016 | Vehicle kilometers travelled | ICE | Vehicle km | Growth | 44770094636.47 | Historical
2016 | Vehicle kilometers travelled | ICE | Vehicle km | Innovation | 44770094636.47 | Historical
2016 | Vehicle kilometers travelled | ICE | Vehicle km | Reference | 44770094636.47 | Historical
2016 | Vehicle kilometers travelled | ICE/Hybrid | Vehicle km | Constraint | 352488679.84 | Historical
2016 | Vehicle kilometers travelled | ICE/Hybrid | Vehicle km | Environmental | 352488679.84 | Historical
2016 | Vehicle kilometers travelled | ICE/Hybrid | Vehicle km | Growth | 352488679.84 | Historical
2016 | Vehicle kilometers travelled | ICE/Hybrid | Vehicle km | Innovation | 352488679.84 | Historical
2016 | Vehicle kilometers travelled | ICE/Hybrid | Vehicle km | Reference | 352488679.84 | Historical
2016 | Vehicle kilometers travelled | PHEV | Vehicle km | Constraint | 9662165.24 | Historical
2016 | Vehicle kilometers travelled | PHEV | Vehicle km | Environmental | 9662165.24 | Historical
2016 | Vehicle kilometers travelled | PHEV | Vehicle km | Growth | 9662165.24 | Historical
2016 | Vehicle kilometers travelled | PHEV | Vehicle km | Innovation | 9662165.24 | Historical
2016 | Vehicle kilometers travelled | PHEV | Vehicle km | Reference | 9662165.24 | Historical
2017 | Vehicle kilometers travelled | Electric | Vehicle km | Constraint | 32358605.52 | Historical
2017 | Vehicle kilometers travelled | Electric | Vehicle km | Environmental | 32358605.52 | Historical
2017 | Vehicle kilometers travelled | Electric | Vehicle km | Growth | 32358605.52 | Historical
2017 | Vehicle kilometers travelled | Electric | Vehicle km | Innovation | 32358605.52 | Historical
2017 | Vehicle kilometers travelled | Electric | Vehicle km | Reference | 32358605.52 | Historical
2017 | Vehicle kilometers travelled | ICE | Vehicle km | Constraint | 46195617160.87 | Historical
2017 | Vehicle kilometers travelled | ICE | Vehicle km | Environmental | 46195617160.87 | Historical
2017 | Vehicle kilometers travelled | ICE | Vehicle km | Growth | 46195617160.87 | Historical
2017 | Vehicle kilometers travelled | ICE | Vehicle km | Innovation | 46195617160.87 | Historical
2017 | Vehicle kilometers travelled | ICE | Vehicle km | Reference | 46195617160.87 | Historical
2017 | Vehicle kilometers travelled | ICE/Hybrid | Vehicle km | Constraint | 467667741.89 | Historical
2017 | Vehicle kilometers travelled | ICE/Hybrid | Vehicle km | Environmental | 467667741.89 | Historical
2017 | Vehicle kilometers travelled | ICE/Hybrid | Vehicle km | Growth | 467667741.89 | Historical
2017 | Vehicle kilometers travelled | ICE/Hybrid | Vehicle km | Innovation | 467667741.89 | Historical
2017 | Vehicle kilometers travelled | ICE/Hybrid | Vehicle km | Reference | 467667741.89 | Historical
2017 | Vehicle kilometers travelled | PHEV | Vehicle km | Constraint | 17579614.78 | Historical
2017 | Vehicle kilometers travelled | PHEV | Vehicle km | Environmental | 17579614.78 | Historical
2017 | Vehicle kilometers travelled | PHEV | Vehicle km | Growth | 17579614.78 | Historical
2017 | Vehicle kilometers travelled | PHEV | Vehicle km | Innovation | 17579614.78 | Historical
2017 | Vehicle kilometers travelled | PHEV | Vehicle km | Reference | 17579614.78 | Historical
2018 | Vehicle kilometers travelled | Electric | Vehicle km | Constraint | 78994436.29 | Historical
2018 | Vehicle kilometers travelled | Electric | Vehicle km | Environmental | 78994436.29 | Historical
2018 | Vehicle kilometers travelled | Electric | Vehicle km | Growth | 78994436.29 | Historical
2018 | Vehicle kilometers travelled | Electric | Vehicle km | Innovation | 78994436.29 | Historical
2018 | Vehicle kilometers travelled | Electric | Vehicle km | Reference | 78994436.29 | Historical
2018 | Vehicle kilometers travelled | ICE | Vehicle km | Constraint | 47169468208.58 | Historical
2018 | Vehicle kilometers travelled | ICE | Vehicle km | Environmental | 47169468208.58 | Historical
2018 | Vehicle kilometers travelled | ICE | Vehicle km | Growth | 47169468208.58 | Historical
2018 | Vehicle kilometers travelled | ICE | Vehicle km | Innovation | 47169468208.58 | Historical
2018 | Vehicle kilometers travelled | ICE | Vehicle km | Reference | 47169468208.58 | Historical
2018 | Vehicle kilometers travelled | ICE/Hybrid | Vehicle km | Constraint | 623334081.81 | Historical
2018 | Vehicle kilometers travelled | ICE/Hybrid | Vehicle km | Environmental | 623334081.81 | Historical
2018 | Vehicle kilometers travelled | ICE/Hybrid | Vehicle km | Growth | 623334081.81 | Historical
2018 | Vehicle kilometers travelled | ICE/Hybrid | Vehicle km | Innovation | 623334081.81 | Historical
2018 | Vehicle kilometers travelled | ICE/Hybrid | Vehicle km | Reference | 623334081.81 | Historical
2018 | Vehicle kilometers travelled | PHEV | Vehicle km | Constraint | 32361432.88 | Historical
2018 | Vehicle kilometers travelled | PHEV | Vehicle km | Environmental | 32361432.88 | Historical
2018 | Vehicle kilometers travelled | PHEV | Vehicle km | Growth | 32361432.88 | Historical
2018 | Vehicle kilometers travelled | PHEV | Vehicle km | Innovation | 32361432.88 | Historical
2018 | Vehicle kilometers travelled | PHEV | Vehicle km | Reference | 32361432.88 | Historical
2019 | Vehicle kilometers travelled | Electric | Vehicle km | Constraint | 136174794.87 | Historical
2019 | Vehicle kilometers travelled | Electric | Vehicle km | Environmental | 136174794.87 | Historical
2019 | Vehicle kilometers travelled | Electric | Vehicle km | Growth | 136174794.87 | Historical
2019 | Vehicle kilometers travelled | Electric | Vehicle km | Innovation | 136174794.87 | Historical
2019 | Vehicle kilometers travelled | Electric | Vehicle km | Reference | 136174794.87 | Historical
2019 | Vehicle kilometers travelled | ICE | Vehicle km | Constraint | 46501221390.22 | Historical
2019 | Vehicle kilometers travelled | ICE | Vehicle km | Environmental | 46501221390.22 | Historical
2019 | Vehicle kilometers travelled | ICE | Vehicle km | Growth | 46501221390.22 | Historical
2019 | Vehicle kilometers travelled | ICE | Vehicle km | Innovation | 46501221390.22 | Historical
2019 | Vehicle kilometers travelled | ICE | Vehicle km | Reference | 46501221390.22 | Historical
2019 | Vehicle kilometers travelled | ICE/Hybrid | Vehicle km | Constraint | 828052319.49 | Historical
2019 | Vehicle kilometers travelled | ICE/Hybrid | Vehicle km | Environmental | 828052319.49 | Historical
2019 | Vehicle kilometers travelled | ICE/Hybrid | Vehicle km | Growth | 828052319.49 | Historical
2019 | Vehicle kilometers travelled | ICE/Hybrid | Vehicle km | Innovation | 828052319.49 | Historical
2019 | Vehicle kilometers travelled | ICE/Hybrid | Vehicle km | Reference | 828052319.49 | Historical
2019 | Vehicle kilometers travelled | PHEV | Vehicle km | Constraint | 51683395.75 | Historical
2019 | Vehicle kilometers travelled | PHEV | Vehicle km | Environmental | 51683395.75 | Historical
2019 | Vehicle kilometers travelled | PHEV | Vehicle km | Growth | 51683395.75 | Historical
2019 | Vehicle kilometers travelled | PHEV | Vehicle km | Innovation | 51683395.75 | Historical
2019 | Vehicle kilometers travelled | PHEV | Vehicle km | Reference | 51683395.75 | Historical
2020 | Vehicle kilometers travelled | Electric | Vehicle km | Constraint | 181875725.81 | Historical
2020 | Vehicle kilometers travelled | Electric | Vehicle km | Environmental | 181875725.81 | Historical
2020 | Vehicle kilometers travelled | Electric | Vehicle km | Growth | 181875725.81 | Historical
2020 | Vehicle kilometers travelled | Electric | Vehicle km | Innovation | 181875725.81 | Historical
2020 | Vehicle kilometers travelled | Electric | Vehicle km | Reference | 181875725.81 | Historical
2020 | Vehicle kilometers travelled | ICE | Vehicle km | Constraint | 44535482996.04 | Historical
2020 | Vehicle kilometers travelled | ICE | Vehicle km | Environmental | 44535482996.04 | Historical
2020 | Vehicle kilometers travelled | ICE | Vehicle km | Growth | 44535482996.04 | Historical
2020 | Vehicle kilometers travelled | ICE | Vehicle km | Innovation | 44535482996.04 | Historical
2020 | Vehicle kilometers travelled | ICE | Vehicle km | Reference | 44535482996.04 | Historical
2020 | Vehicle kilometers travelled | ICE/Hybrid | Vehicle km | Constraint | 1019746221.03 | Historical
2020 | Vehicle kilometers travelled | ICE/Hybrid | Vehicle km | Environmental | 1019746221.03 | Historical
2020 | Vehicle kilometers travelled | ICE/Hybrid | Vehicle km | Growth | 1019746221.03 | Historical
2020 | Vehicle kilometers travelled | ICE/Hybrid | Vehicle km | Innovation | 1019746221.03 | Historical
2020 | Vehicle kilometers travelled | ICE/Hybrid | Vehicle km | Reference | 1019746221.03 | Historical
2020 | Vehicle kilometers travelled | PHEV | Vehicle km | Constraint | 71621623.17 | Historical
2020 | Vehicle kilometers travelled | PHEV | Vehicle km | Environmental | 71621623.17 | Historical
2020 | Vehicle kilometers travelled | PHEV | Vehicle km | Growth | 71621623.17 | Historical
2020 | Vehicle kilometers travelled | PHEV | Vehicle km | Innovation | 71621623.17 | Historical
2020 | Vehicle kilometers travelled | PHEV | Vehicle km | Reference | 71621623.17 | Historical
2021 | Vehicle kilometers travelled | Electric | Vehicle km | Constraint | 259656096.19 | Historical
2021 | Vehicle kilometers travelled | Electric | Vehicle km | Environmental | 259656096.19 | Historical
2021 | Vehicle kilometers travelled | Electric | Vehicle km | Growth | 259656096.19 | Historical
2021 | Vehicle kilometers travelled | Electric | Vehicle km | Innovation | 259656096.19 | Historical
2021 | Vehicle kilometers travelled | Electric | Vehicle km | Reference | 259656096.19 | Historical
2021 | Vehicle kilometers travelled | ICE | Vehicle km | Constraint | 44658648497.41 | Historical
2021 | Vehicle kilometers travelled | ICE | Vehicle km | Environmental | 44658648497.41 | Historical
2021 | Vehicle kilometers travelled | ICE | Vehicle km | Growth | 44658648497.41 | Historical
2021 | Vehicle kilometers travelled | ICE | Vehicle km | Innovation | 44658648497.41 | Historical
2021 | Vehicle kilometers travelled | ICE | Vehicle km | Reference | 44658648497.41 | Historical
2021 | Vehicle kilometers travelled | ICE/Hybrid | Vehicle km | Constraint | 1432971012.07 | Historical
2021 | Vehicle kilometers travelled | ICE/Hybrid | Vehicle km | Environmental | 1432971012.07 | Historical
2021 | Vehicle kilometers travelled | ICE/Hybrid | Vehicle km | Growth | 1432971012.07 | Historical
2021 | Vehicle kilometers travelled | ICE/Hybrid | Vehicle km | Innovation | 1432971012.07 | Historical
2021 | Vehicle kilometers travelled | ICE/Hybrid | Vehicle km | Reference | 1432971012.07 | Historical
2021 | Vehicle kilometers travelled | PHEV | Vehicle km | Constraint | 101939589.64 | Historical
2021 | Vehicle kilometers travelled | PHEV | Vehicle km | Environmental | 101939589.64 | Historical
2021 | Vehicle kilometers travelled | PHEV | Vehicle km | Growth | 101939589.64 | Historical
2021 | Vehicle kilometers travelled | PHEV | Vehicle km | Innovation | 101939589.64 | Historical
2021 | Vehicle kilometers travelled | PHEV | Vehicle km | Reference | 101939589.64 | Historical
2022 | Vehicle kilometers travelled | Electric | Vehicle km | Constraint | 493272644.458 | Historical
2022 | Vehicle kilometers travelled | Electric | Vehicle km | Environmental | 493364121.455 | Historical
2022 | Vehicle kilometers travelled | Electric | Vehicle km | Growth | 498032759.919 | Historical
2022 | Vehicle kilometers travelled | Electric | Vehicle km | Innovation | 495593011.25 | Historical
2022 | Vehicle kilometers travelled | Electric | Vehicle km | Reference | 495593011.25 | Historical
2022 | Vehicle kilometers travelled | ICE | Vehicle km | Constraint | 44244481440.793 | Historical
2022 | Vehicle kilometers travelled | ICE | Vehicle km | Environmental | 44246952428.192 | Historical
2022 | Vehicle kilometers travelled | ICE | Vehicle km | Growth | 44548986774.875 | Historical
2022 | Vehicle kilometers travelled | ICE | Vehicle km | Innovation | 44392915669.13 | Historical
2022 | Vehicle kilometers travelled | ICE | Vehicle km | Reference | 44392915669.13 | Historical
2022 | Vehicle kilometers travelled | ICE/Hybrid | Vehicle km | Constraint | 2038716965.9 | Historical
2022 | Vehicle kilometers travelled | ICE/Hybrid | Vehicle km | Environmental | 2038716968.416 | Historical
2022 | Vehicle kilometers travelled | ICE/Hybrid | Vehicle km | Growth | 2058764578.072 | Historical
2022 | Vehicle kilometers travelled | ICE/Hybrid | Vehicle km | Innovation | 2048489378.76 | Historical
2022 | Vehicle kilometers travelled | ICE/Hybrid | Vehicle km | Reference | 2048489378.76 | Historical
2022 | Vehicle kilometers travelled | PHEV | Vehicle km | Constraint | 208173977.856 | Historical
2022 | Vehicle kilometers travelled | PHEV | Vehicle km | Environmental | 208174071.722 | Historical
2022 | Vehicle kilometers travelled | PHEV | Vehicle km | Growth | 210218442.332 | Historical
2022 | Vehicle kilometers travelled | PHEV | Vehicle km | Innovation | 209170572.9 | Historical
2022 | Vehicle kilometers travelled | PHEV | Vehicle km | Reference | 209170572.9 | Historical
2023 | Vehicle kilometers travelled | Electric | Vehicle km | Constraint | 690784509.669 | Historical
2023 | Vehicle kilometers travelled | Electric | Vehicle km | Environmental | 733727608.204 | Historical
2023 | Vehicle kilometers travelled | Electric | Vehicle km | Growth | 744659023.837 | Historical
2023 | Vehicle kilometers travelled | Electric | Vehicle km | Innovation | 738893891.74 | Historical
2023 | Vehicle kilometers travelled | Electric | Vehicle km | Reference | 718311386.8 | Historical
2023 | Vehicle kilometers travelled | ICE | Vehicle km | Constraint | 44090226740.026 | Historical
2023 | Vehicle kilometers travelled | ICE | Vehicle km | Environmental | 43907070427.901 | Historical
2023 | Vehicle kilometers travelled | ICE | Vehicle km | Growth | 44379077628.124 | Historical
2023 | Vehicle kilometers travelled | ICE | Vehicle km | Innovation | 44133094079.04 | Historical
2023 | Vehicle kilometers travelled | ICE | Vehicle km | Reference | 44228813237.45 | Historical
2023 | Vehicle kilometers travelled | ICE/Hybrid | Vehicle km | Constraint | 2513136569.635 | Historical
2023 | Vehicle kilometers travelled | ICE/Hybrid | Vehicle km | Environmental | 2616620754.931 | Historical
2023 | Vehicle kilometers travelled | ICE/Hybrid | Vehicle km | Growth | 2657941017.09 | Historical
2023 | Vehicle kilometers travelled | ICE/Hybrid | Vehicle km | Innovation | 2636587967.87 | Historical
2023 | Vehicle kilometers travelled | ICE/Hybrid | Vehicle km | Reference | 2585041868.59 | Historical
2023 | Vehicle kilometers travelled | PHEV | Vehicle km | Constraint | 298241178.757 | Historical
2023 | Vehicle kilometers travelled | PHEV | Vehicle km | Environmental | 319330288.129 | Historical
2023 | Vehicle kilometers travelled | PHEV | Vehicle km | Growth | 324356130.295 | Historical
2023 | Vehicle kilometers travelled | PHEV | Vehicle km | Innovation | 321758523.68 | Historical
2023 | Vehicle kilometers travelled | PHEV | Vehicle km | Reference | 310433255.26 | Historical
2024 | Vehicle kilometers travelled | Electric | Vehicle km | Constraint | 921504870.512 | Projected
2024 | Vehicle kilometers travelled | Electric | Vehicle km | Environmental | 1052074403.195 | Projected
2024 | Vehicle kilometers travelled | Electric | Vehicle km | Growth | 1078369555.427 | Projected
2024 | Vehicle kilometers travelled | Electric | Vehicle km | Innovation | 1064747424.12 | Projected
2024 | Vehicle kilometers travelled | Electric | Vehicle km | Reference | 994622267.96 | Projected
2024 | Vehicle kilometers travelled | ICE | Vehicle km | Constraint | 43684593145.713 | Projected
2024 | Vehicle kilometers travelled | ICE | Vehicle km | Environmental | 43271303908.639 | Projected
2024 | Vehicle kilometers travelled | ICE | Vehicle km | Growth | 44042788779.677 | Projected
2024 | Vehicle kilometers travelled | ICE | Vehicle km | Innovation | 43647391328.89 | Projected
2024 | Vehicle kilometers travelled | ICE | Vehicle km | Reference | 43871778883.73 | Projected
2024 | Vehicle kilometers travelled | ICE/Hybrid | Vehicle km | Constraint | 3206381422.543 | Projected
2024 | Vehicle kilometers travelled | ICE/Hybrid | Vehicle km | Environmental | 3389163264.167 | Projected
2024 | Vehicle kilometers travelled | ICE/Hybrid | Vehicle km | Growth | 3479183386.194 | Projected
2024 | Vehicle kilometers travelled | ICE/Hybrid | Vehicle km | Innovation | 3433443468.64 | Projected
2024 | Vehicle kilometers travelled | ICE/Hybrid | Vehicle km | Reference | 3339721220.4 | Projected
2024 | Vehicle kilometers travelled | PHEV | Vehicle km | Constraint | 400657012.199 | Projected
2024 | Vehicle kilometers travelled | PHEV | Vehicle km | Environmental | 466153936.337 | Projected
2024 | Vehicle kilometers travelled | PHEV | Vehicle km | Growth | 478466810.905 | Projected
2024 | Vehicle kilometers travelled | PHEV | Vehicle km | Innovation | 472209898.66 | Projected
2024 | Vehicle kilometers travelled | PHEV | Vehicle km | Reference | 436284627.79 | Projected
2025 | Vehicle kilometers travelled | Electric | Vehicle km | Constraint | 1161870824.619 | Projected
2025 | Vehicle kilometers travelled | Electric | Vehicle km | Environmental | 1458935098.467 | Projected
2025 | Vehicle kilometers travelled | Electric | Vehicle km | Growth | 1509668941.584 | Projected
2025 | Vehicle kilometers travelled | Electric | Vehicle km | Innovation | 1483421710.23 | Projected
2025 | Vehicle kilometers travelled | Electric | Vehicle km | Reference | 1305352918.78 | Projected
2025 | Vehicle kilometers travelled | ICE | Vehicle km | Constraint | 43260218737.666 | Projected
2025 | Vehicle kilometers travelled | ICE | Vehicle km | Environmental | 42620281738.329 | Projected
2025 | Vehicle kilometers travelled | ICE | Vehicle km | Growth | 43669045003.904 | Projected
2025 | Vehicle kilometers travelled | ICE | Vehicle km | Innovation | 43131439276.39 | Projected
2025 | Vehicle kilometers travelled | ICE | Vehicle km | Reference | 43499374247.9 | Projected
2025 | Vehicle kilometers travelled | ICE/Hybrid | Vehicle km | Constraint | 3810735303.576 | Projected
2025 | Vehicle kilometers travelled | ICE/Hybrid | Vehicle km | Environmental | 3977680422.46 | Projected
2025 | Vehicle kilometers travelled | ICE/Hybrid | Vehicle km | Growth | 4125488849.868 | Projected
2025 | Vehicle kilometers travelled | ICE/Hybrid | Vehicle km | Innovation | 4050387632.44 | Projected
2025 | Vehicle kilometers travelled | ICE/Hybrid | Vehicle km | Reference | 3965646496.13 | Projected
2025 | Vehicle kilometers travelled | PHEV | Vehicle km | Constraint | 484200100.636 | Projected
2025 | Vehicle kilometers travelled | PHEV | Vehicle km | Environmental | 615962458.032 | Projected
2025 | Vehicle kilometers travelled | PHEV | Vehicle km | Growth | 638674838.432 | Projected
2025 | Vehicle kilometers travelled | PHEV | Vehicle km | Innovation | 627133757.4 | Projected
2025 | Vehicle kilometers travelled | PHEV | Vehicle km | Reference | 554846743.38 | Projected
2026 | Vehicle kilometers travelled | Electric | Vehicle km | Constraint | 1409294642.993 | Projected
2026 | Vehicle kilometers travelled | Electric | Vehicle km | Environmental | 1959132345.034 | Projected
2026 | Vehicle kilometers travelled | Electric | Vehicle km | Growth | 2042970415.39 | Projected
2026 | Vehicle kilometers travelled | Electric | Vehicle km | Innovation | 1999757849.08 | Projected
2026 | Vehicle kilometers travelled | Electric | Vehicle km | Reference | 1661490463.52 | Projected
2026 | Vehicle kilometers travelled | ICE | Vehicle km | Constraint | 42795984728.405 | Projected
2026 | Vehicle kilometers travelled | ICE | Vehicle km | Environmental | 41938703177.974 | Projected
2026 | Vehicle kilometers travelled | ICE | Vehicle km | Growth | 43202070771.274 | Projected
2026 | Vehicle kilometers travelled | ICE | Vehicle km | Innovation | 42555915983.05 | Projected
2026 | Vehicle kilometers travelled | ICE | Vehicle km | Reference | 43077002186.89 | Projected
2026 | Vehicle kilometers travelled | ICE/Hybrid | Vehicle km | Constraint | 4390225158.168 | Projected
2026 | Vehicle kilometers travelled | ICE/Hybrid | Vehicle km | Environmental | 4446595058.787 | Projected
2026 | Vehicle kilometers travelled | ICE/Hybrid | Vehicle km | Growth | 4651548450.717 | Projected
2026 | Vehicle kilometers travelled | ICE/Hybrid | Vehicle km | Innovation | 4547668042.28 | Projected
2026 | Vehicle kilometers travelled | ICE/Hybrid | Vehicle km | Reference | 4512800936.92 | Projected
2026 | Vehicle kilometers travelled | PHEV | Vehicle km | Constraint | 554316957.721 | Projected
2026 | Vehicle kilometers travelled | PHEV | Vehicle km | Environmental | 753421758.104 | Projected
2026 | Vehicle kilometers travelled | PHEV | Vehicle km | Growth | 787819690.621 | Projected
2026 | Vehicle kilometers travelled | PHEV | Vehicle km | Innovation | 770383988.94 | Projected
2026 | Vehicle kilometers travelled | PHEV | Vehicle km | Reference | 662573023.12 | Projected
2027 | Vehicle kilometers travelled | Electric | Vehicle km | Constraint | 1650834614.109 | Projected
2027 | Vehicle kilometers travelled | Electric | Vehicle km | Environmental | 2514831686.107 | Projected
2027 | Vehicle kilometers travelled | Electric | Vehicle km | Growth | 2641583778.034 | Projected
2027 | Vehicle kilometers travelled | Electric | Vehicle km | Innovation | 2576022227.82 | Projected
2027 | Vehicle kilometers travelled | Electric | Vehicle km | Reference | 2045789624.54 | Projected
2027 | Vehicle kilometers travelled | ICE | Vehicle km | Constraint | 42275648701.98 | Projected
2027 | Vehicle kilometers travelled | ICE | Vehicle km | Environmental | 41308290019.4 | Projected
2027 | Vehicle kilometers travelled | ICE | Vehicle km | Growth | 42807727212.944 | Projected
2027 | Vehicle kilometers travelled | ICE | Vehicle km | Innovation | 42017966595.49 | Projected
2027 | Vehicle kilometers travelled | ICE | Vehicle km | Reference | 42686968040.35 | Projected
2027 | Vehicle kilometers travelled | ICE/Hybrid | Vehicle km | Constraint | 4928453841.018 | Projected
2027 | Vehicle kilometers travelled | ICE/Hybrid | Vehicle km | Environmental | 4767559241.705 | Projected
2027 | Vehicle kilometers travelled | ICE/Hybrid | Vehicle km | Growth | 5027272553.29 | Projected
2027 | Vehicle kilometers travelled | ICE/Hybrid | Vehicle km | Innovation | 4895555111.82 | Projected
2027 | Vehicle kilometers travelled | ICE/Hybrid | Vehicle km | Reference | 4948151938.28 | Projected
2027 | Vehicle kilometers travelled | PHEV | Vehicle km | Constraint | 619185558.381 | Projected
2027 | Vehicle kilometers travelled | PHEV | Vehicle km | Environmental | 883169383.367 | Projected
2027 | Vehicle kilometers travelled | PHEV | Vehicle km | Growth | 930796807.473 | Projected
2027 | Vehicle kilometers travelled | PHEV | Vehicle km | Innovation | 906625824.99 | Projected
2027 | Vehicle kilometers travelled | PHEV | Vehicle km | Reference | 761270043.79 | Projected
2028 | Vehicle kilometers travelled | Electric | Vehicle km | Constraint | 1918655726.339 | Projected
2028 | Vehicle kilometers travelled | Electric | Vehicle km | Environmental | 3130077694.54 | Projected
2028 | Vehicle kilometers travelled | Electric | Vehicle km | Growth | 3311706667.7 | Projected
2028 | Vehicle kilometers travelled | Electric | Vehicle km | Innovation | 3217085778.88 | Projected
2028 | Vehicle kilometers travelled | Electric | Vehicle km | Reference | 2486143688.88 | Projected
2028 | Vehicle kilometers travelled | ICE | Vehicle km | Constraint | 41647673651.499 | Projected
2028 | Vehicle kilometers travelled | ICE | Vehicle km | Environmental | 40628561425.322 | Projected
2028 | Vehicle kilometers travelled | ICE | Vehicle km | Growth | 42394143290.504 | Projected
2028 | Vehicle kilometers travelled | ICE | Vehicle km | Innovation | 41422964736.45 | Projected
2028 | Vehicle kilometers travelled | ICE | Vehicle km | Reference | 42234838916.08 | Projected
2028 | Vehicle kilometers travelled | ICE/Hybrid | Vehicle km | Constraint | 5468019698.647 | Projected
2028 | Vehicle kilometers travelled | ICE/Hybrid | Vehicle km | Environmental | 5048310661.357 | Projected
2028 | Vehicle kilometers travelled | ICE/Hybrid | Vehicle km | Growth | 5365183685.269 | Projected
2028 | Vehicle kilometers travelled | ICE/Hybrid | Vehicle km | Innovation | 5204370065.45 | Projected
2028 | Vehicle kilometers travelled | ICE/Hybrid | Vehicle km | Reference | 5356087929.24 | Projected
2028 | Vehicle kilometers travelled | PHEV | Vehicle km | Constraint | 681400214.475 | Projected
2028 | Vehicle kilometers travelled | PHEV | Vehicle km | Environmental | 1007386199.285 | Projected
2028 | Vehicle kilometers travelled | PHEV | Vehicle km | Growth | 1069995073.046 | Projected
2028 | Vehicle kilometers travelled | PHEV | Vehicle km | Innovation | 1038165145.31 | Projected
2028 | Vehicle kilometers travelled | PHEV | Vehicle km | Reference | 855821718.04 | Projected
2029 | Vehicle kilometers travelled | Electric | Vehicle km | Constraint | 2261985160.183 | Projected
2029 | Vehicle kilometers travelled | Electric | Vehicle km | Environmental | 3893342659.631 | Projected
2029 | Vehicle kilometers travelled | Electric | Vehicle km | Growth | 4148968800.82 | Projected
2029 | Vehicle kilometers travelled | Electric | Vehicle km | Innovation | 4015910369.72 | Projected
2029 | Vehicle kilometers travelled | Electric | Vehicle km | Reference | 3050504656.37 | Projected
2029 | Vehicle kilometers travelled | ICE | Vehicle km | Constraint | 41046557113.613 | Projected
2029 | Vehicle kilometers travelled | ICE | Vehicle km | Environmental | 39959891037.485 | Projected
2029 | Vehicle kilometers travelled | ICE | Vehicle km | Growth | 41982652566.696 | Projected
2029 | Vehicle kilometers travelled | ICE | Vehicle km | Innovation | 40842066772.42 | Projected
2029 | Vehicle kilometers travelled | ICE | Vehicle km | Reference | 41807104422.7 | Projected
2029 | Vehicle kilometers travelled | ICE/Hybrid | Vehicle km | Constraint | 6056432993.855 | Projected
2029 | Vehicle kilometers travelled | ICE/Hybrid | Vehicle km | Environmental | 5319372630.515 | Projected
2029 | Vehicle kilometers travelled | ICE/Hybrid | Vehicle km | Growth | 5697669627.56 | Projected
2029 | Vehicle kilometers travelled | ICE/Hybrid | Vehicle km | Innovation | 5507102585.53 | Projected
2029 | Vehicle kilometers travelled | ICE/Hybrid | Vehicle km | Reference | 5776215976.92 | Projected
2029 | Vehicle kilometers travelled | PHEV | Vehicle km | Constraint | 746954791.65 | Projected
2029 | Vehicle kilometers travelled | PHEV | Vehicle km | Environmental | 1132740404.67 | Projected
2029 | Vehicle kilometers travelled | PHEV | Vehicle km | Growth | 1212568689.448 | Projected
2029 | Vehicle kilometers travelled | PHEV | Vehicle km | Innovation | 1172251253.09 | Projected
2029 | Vehicle kilometers travelled | PHEV | Vehicle km | Reference | 955454534.66 | Projected
2030 | Vehicle kilometers travelled | Electric | Vehicle km | Constraint | 2684476537.942 | Projected
2030 | Vehicle kilometers travelled | Electric | Vehicle km | Environmental | 4812726756.678 | Projected
2030 | Vehicle kilometers travelled | Electric | Vehicle km | Growth | 5156300620.981 | Projected
2030 | Vehicle kilometers travelled | Electric | Vehicle km | Innovation | 4977600888.08 | Projected
2030 | Vehicle kilometers travelled | Electric | Vehicle km | Reference | 3743186969 | Projected
2030 | Vehicle kilometers travelled | ICE | Vehicle km | Constraint | 40362803990.068 | Projected
2030 | Vehicle kilometers travelled | ICE | Vehicle km | Environmental | 39161359449.382 | Projected
2030 | Vehicle kilometers travelled | ICE | Vehicle km | Growth | 41375778457.456 | Projected
2030 | Vehicle kilometers travelled | ICE | Vehicle km | Innovation | 40101036632.67 | Projected
2030 | Vehicle kilometers travelled | ICE | Vehicle km | Reference | 41241312594.22 | Projected
2030 | Vehicle kilometers travelled | ICE/Hybrid | Vehicle km | Constraint | 6650240009.688 | Projected
2030 | Vehicle kilometers travelled | ICE/Hybrid | Vehicle km | Environmental | 5573131984.366 | Projected
2030 | Vehicle kilometers travelled | ICE/Hybrid | Vehicle km | Growth | 6005144056.748 | Projected
2030 | Vehicle kilometers travelled | ICE/Hybrid | Vehicle km | Innovation | 5789490520.56 | Projected
2030 | Vehicle kilometers travelled | ICE/Hybrid | Vehicle km | Reference | 6181611517.31 | Projected
2030 | Vehicle kilometers travelled | PHEV | Vehicle km | Constraint | 813240173.016 | Projected
2030 | Vehicle kilometers travelled | PHEV | Vehicle km | Environmental | 1251085546.88 | Projected
2030 | Vehicle kilometers travelled | PHEV | Vehicle km | Growth | 1347211781.299 | Projected
2030 | Vehicle kilometers travelled | PHEV | Vehicle km | Innovation | 1299055477.45 | Projected
2030 | Vehicle kilometers travelled | PHEV | Vehicle km | Reference | 1054186962.96 | Projected
2031 | Vehicle kilometers travelled | Electric | Vehicle km | Constraint | 3176303192.851 | Projected
2031 | Vehicle kilometers travelled | Electric | Vehicle km | Environmental | 5810201267.383 | Projected
2031 | Vehicle kilometers travelled | Electric | Vehicle km | Growth | 6264309139.666 | Projected
2031 | Vehicle kilometers travelled | Electric | Vehicle km | Innovation | 6024047150.59 | Projected
2031 | Vehicle kilometers travelled | Electric | Vehicle km | Reference | 4530574891.6 | Projected
2031 | Vehicle kilometers travelled | ICE | Vehicle km | Constraint | 39621348153.269 | Projected
2031 | Vehicle kilometers travelled | ICE | Vehicle km | Environmental | 38234578943.957 | Projected
2031 | Vehicle kilometers travelled | ICE | Vehicle km | Growth | 40665015134.333 | Projected
2031 | Vehicle kilometers travelled | ICE | Vehicle km | Innovation | 39220393992.23 | Projected
2031 | Vehicle kilometers travelled | ICE | Vehicle km | Reference | 40557280482.85 | Projected
2031 | Vehicle kilometers travelled | ICE/Hybrid | Vehicle km | Constraint | 7253267537.687 | Projected
2031 | Vehicle kilometers travelled | ICE/Hybrid | Vehicle km | Environmental | 5909296619.814 | Projected
2031 | Vehicle kilometers travelled | ICE/Hybrid | Vehicle km | Growth | 6412119925.539 | Projected
2031 | Vehicle kilometers travelled | ICE/Hybrid | Vehicle km | Innovation | 6159254162.85 | Projected
2031 | Vehicle kilometers travelled | ICE/Hybrid | Vehicle km | Reference | 6634633081.47 | Projected
2031 | Vehicle kilometers travelled | PHEV | Vehicle km | Constraint | 877121458.502 | Projected
2031 | Vehicle kilometers travelled | PHEV | Vehicle km | Environmental | 1355780262.359 | Projected
2031 | Vehicle kilometers travelled | PHEV | Vehicle km | Growth | 1470122868.363 | Projected
2031 | Vehicle kilometers travelled | PHEV | Vehicle km | Innovation | 1412349654.91 | Projected
2031 | Vehicle kilometers travelled | PHEV | Vehicle km | Reference | 1146002580.13 | Projected
2032 | Vehicle kilometers travelled | Electric | Vehicle km | Constraint | 3742427848.94 | Projected
2032 | Vehicle kilometers travelled | Electric | Vehicle km | Environmental | 6893917693.933 | Projected
2032 | Vehicle kilometers travelled | Electric | Vehicle km | Growth | 7477629140.84 | Projected
2032 | Vehicle kilometers travelled | Electric | Vehicle km | Innovation | 7163744474.48 | Projected
2032 | Vehicle kilometers travelled | Electric | Vehicle km | Reference | 5419279968.5 | Projected
2032 | Vehicle kilometers travelled | ICE | Vehicle km | Constraint | 38735233564.672 | Projected
2032 | Vehicle kilometers travelled | ICE | Vehicle km | Environmental | 37148913149.682 | Projected
2032 | Vehicle kilometers travelled | ICE | Vehicle km | Growth | 39770766544.457 | Projected
2032 | Vehicle kilometers travelled | ICE | Vehicle km | Innovation | 38166653293.89 | Projected
2032 | Vehicle kilometers travelled | ICE | Vehicle km | Reference | 39703214277.11 | Projected
2032 | Vehicle kilometers travelled | ICE/Hybrid | Vehicle km | Constraint | 7832012559.859 | Projected
2032 | Vehicle kilometers travelled | ICE/Hybrid | Vehicle km | Environmental | 6238622862.588 | Projected
2032 | Vehicle kilometers travelled | ICE/Hybrid | Vehicle km | Growth | 6814349735.618 | Projected
2032 | Vehicle kilometers travelled | ICE/Hybrid | Vehicle km | Innovation | 6523369201.88 | Projected
2032 | Vehicle kilometers travelled | ICE/Hybrid | Vehicle km | Reference | 7066583935.96 | Projected
2032 | Vehicle kilometers travelled | PHEV | Vehicle km | Constraint | 936447049.897 | Projected
2032 | Vehicle kilometers travelled | PHEV | Vehicle km | Environmental | 1445497460.264 | Projected
2032 | Vehicle kilometers travelled | PHEV | Vehicle km | Growth | 1577716629.03 | Projected
2032 | Vehicle kilometers travelled | PHEV | Vehicle km | Innovation | 1510487520.96 | Projected
2032 | Vehicle kilometers travelled | PHEV | Vehicle km | Reference | 1227384850.9 | Projected
2033 | Vehicle kilometers travelled | Electric | Vehicle km | Constraint | 4408048460.113 | Projected
2033 | Vehicle kilometers travelled | Electric | Vehicle km | Environmental | 8121688671.245 | Projected
2033 | Vehicle kilometers travelled | Electric | Vehicle km | Growth | 8861380677.056 | Projected
2033 | Vehicle kilometers travelled | Electric | Vehicle km | Innovation | 8461860650.21 | Projected
2033 | Vehicle kilometers travelled | Electric | Vehicle km | Reference | 6448763152.14 | Projected
2033 | Vehicle kilometers travelled | ICE | Vehicle km | Constraint | 37705167148.249 | Projected
2033 | Vehicle kilometers travelled | ICE | Vehicle km | Environmental | 35902814326.975 | Projected
2033 | Vehicle kilometers travelled | ICE | Vehicle km | Growth | 38671748378.322 | Projected
2033 | Vehicle kilometers travelled | ICE | Vehicle km | Innovation | 36951121307.5 | Projected
2033 | Vehicle kilometers travelled | ICE | Vehicle km | Reference | 38698814890.72 | Projected
2033 | Vehicle kilometers travelled | ICE/Hybrid | Vehicle km | Constraint | 8396508722.054 | Projected
2033 | Vehicle kilometers travelled | ICE/Hybrid | Vehicle km | Environmental | 6539097021.278 | Projected
2033 | Vehicle kilometers travelled | ICE/Hybrid | Vehicle km | Growth | 7188878946.872 | Projected
2033 | Vehicle kilometers travelled | ICE/Hybrid | Vehicle km | Innovation | 6862658504.88 | Projected
2033 | Vehicle kilometers travelled | ICE/Hybrid | Vehicle km | Reference | 7474804797.08 | Projected
2033 | Vehicle kilometers travelled | PHEV | Vehicle km | Constraint | 992639446.441 | Projected
2033 | Vehicle kilometers travelled | PHEV | Vehicle km | Environmental | 1521146199.419 | Projected
2033 | Vehicle kilometers travelled | PHEV | Vehicle km | Growth | 1670947459.028 | Projected
2033 | Vehicle kilometers travelled | PHEV | Vehicle km | Innovation | 1595182171.81 | Projected
2033 | Vehicle kilometers travelled | PHEV | Vehicle km | Reference | 1301219599.95 | Projected
2034 | Vehicle kilometers travelled | Electric | Vehicle km | Constraint | 5228217216.213 | Projected
2034 | Vehicle kilometers travelled | Electric | Vehicle km | Environmental | 9583618575.509 | Projected
2034 | Vehicle kilometers travelled | Electric | Vehicle km | Growth | 10516558844.155 | Projected
2034 | Vehicle kilometers travelled | Electric | Vehicle km | Innovation | 10007744931.37 | Projected
2034 | Vehicle kilometers travelled | Electric | Vehicle km | Reference | 7689679291.64 | Projected
2034 | Vehicle kilometers travelled | ICE | Vehicle km | Constraint | 36559758974.001 | Projected
2034 | Vehicle kilometers travelled | ICE | Vehicle km | Environmental | 34510659392.503 | Projected
2034 | Vehicle kilometers travelled | ICE | Vehicle km | Growth | 37385016698.423 | Projected
2034 | Vehicle kilometers travelled | ICE | Vehicle km | Innovation | 35567243604.73 | Projected
2034 | Vehicle kilometers travelled | ICE | Vehicle km | Reference | 37544251362.63 | Projected
2034 | Vehicle kilometers travelled | ICE/Hybrid | Vehicle km | Constraint | 9004253464.008 | Projected
2034 | Vehicle kilometers travelled | ICE/Hybrid | Vehicle km | Environmental | 6842894506.011 | Projected
2034 | Vehicle kilometers travelled | ICE/Hybrid | Vehicle km | Growth | 7569769244.58 | Projected
2034 | Vehicle kilometers travelled | ICE/Hybrid | Vehicle km | Innovation | 7204505039.51 | Projected
2034 | Vehicle kilometers travelled | ICE/Hybrid | Vehicle km | Reference | 7897867037.88 | Projected
2034 | Vehicle kilometers travelled | PHEV | Vehicle km | Constraint | 1052124832.938 | Projected
2034 | Vehicle kilometers travelled | PHEV | Vehicle km | Environmental | 1592535419.61 | Projected
2034 | Vehicle kilometers travelled | PHEV | Vehicle km | Growth | 1760105826.807 | Projected
2034 | Vehicle kilometers travelled | PHEV | Vehicle km | Innovation | 1675146604.45 | Projected
2034 | Vehicle kilometers travelled | PHEV | Vehicle km | Reference | 1374905512.95 | Projected
2035 | Vehicle kilometers travelled | Electric | Vehicle km | Constraint | 6177799467.277 | Projected
2035 | Vehicle kilometers travelled | Electric | Vehicle km | Environmental | 11233744573.905 | Projected
2035 | Vehicle kilometers travelled | Electric | Vehicle km | Growth | 12397054467.796 | Projected
2035 | Vehicle kilometers travelled | Electric | Vehicle km | Innovation | 11755102986.45 | Projected
2035 | Vehicle kilometers travelled | Electric | Vehicle km | Reference | 9107160066.93 | Projected
2035 | Vehicle kilometers travelled | ICE | Vehicle km | Constraint | 35251255933.223 | Projected
2035 | Vehicle kilometers travelled | ICE | Vehicle km | Environmental | 32929509115.255 | Projected
2035 | Vehicle kilometers travelled | ICE | Vehicle km | Growth | 35868511202.335 | Projected
2035 | Vehicle kilometers travelled | ICE | Vehicle km | Innovation | 33974653250.87 | Projected
2035 | Vehicle kilometers travelled | ICE | Vehicle km | Reference | 36191394125.89 | Projected
2035 | Vehicle kilometers travelled | ICE/Hybrid | Vehicle km | Constraint | 9583154786.999 | Projected
2035 | Vehicle kilometers travelled | ICE/Hybrid | Vehicle km | Environmental | 7091719697.354 | Projected
2035 | Vehicle kilometers travelled | ICE/Hybrid | Vehicle km | Growth | 7893038073.237 | Projected
2035 | Vehicle kilometers travelled | ICE/Hybrid | Vehicle km | Innovation | 7488905039.2 | Projected
2035 | Vehicle kilometers travelled | ICE/Hybrid | Vehicle km | Reference | 8272453770.36 | Projected
2035 | Vehicle kilometers travelled | PHEV | Vehicle km | Constraint | 1107958889.968 | Projected
2035 | Vehicle kilometers travelled | PHEV | Vehicle km | Environmental | 1651003714.557 | Projected
2035 | Vehicle kilometers travelled | PHEV | Vehicle km | Growth | 1835694883.274 | Projected
2035 | Vehicle kilometers travelled | PHEV | Vehicle km | Innovation | 1741563405.79 | Projected
2035 | Vehicle kilometers travelled | PHEV | Vehicle km | Reference | 1440227957.88 | Projected
2036 | Vehicle kilometers travelled | Electric | Vehicle km | Constraint | 7272660085.54 | Projected
2036 | Vehicle kilometers travelled | Electric | Vehicle km | Environmental | 13090600187.04 | Projected
2036 | Vehicle kilometers travelled | Electric | Vehicle km | Growth | 14531617006.921 | Projected
2036 | Vehicle kilometers travelled | Electric | Vehicle km | Innovation | 13727758293.93 | Projected
2036 | Vehicle kilometers travelled | Electric | Vehicle km | Reference | 10725583616.53 | Projected
2036 | Vehicle kilometers travelled | ICE | Vehicle km | Constraint | 33920840203.095 | Projected
2036 | Vehicle kilometers travelled | ICE | Vehicle km | Environmental | 31257608886.236 | Projected
2036 | Vehicle kilometers travelled | ICE | Vehicle km | Growth | 34231491299.159 | Projected
2036 | Vehicle kilometers travelled | ICE | Vehicle km | Innovation | 32283450321.23 | Projected
2036 | Vehicle kilometers travelled | ICE | Vehicle km | Reference | 34757166200.22 | Projected
2036 | Vehicle kilometers travelled | ICE/Hybrid | Vehicle km | Constraint | 9990816520.564 | Projected
2036 | Vehicle kilometers travelled | ICE/Hybrid | Vehicle km | Environmental | 7188564671.625 | Projected
2036 | Vehicle kilometers travelled | ICE/Hybrid | Vehicle km | Growth | 8052679038.13 | Projected
2036 | Vehicle kilometers travelled | ICE/Hybrid | Vehicle km | Innovation | 7614869364.72 | Projected
2036 | Vehicle kilometers travelled | ICE/Hybrid | Vehicle km | Reference | 8490292788.41 | Projected
2036 | Vehicle kilometers travelled | PHEV | Vehicle km | Constraint | 1162245856.114 | Projected
2036 | Vehicle kilometers travelled | PHEV | Vehicle km | Environmental | 1701046509.38 | Projected
2036 | Vehicle kilometers travelled | PHEV | Vehicle km | Growth | 1903390381.964 | Projected
2036 | Vehicle kilometers travelled | PHEV | Vehicle km | Innovation | 1799660130.81 | Projected
2036 | Vehicle kilometers travelled | PHEV | Vehicle km | Reference | 1500685334.36 | Projected
2037 | Vehicle kilometers travelled | Electric | Vehicle km | Constraint | 8510974282.309 | Projected
2037 | Vehicle kilometers travelled | Electric | Vehicle km | Environmental | 15144642418.698 | Projected
2037 | Vehicle kilometers travelled | Electric | Vehicle km | Growth | 16915784500.115 | Projected
2037 | Vehicle kilometers travelled | Electric | Vehicle km | Innovation | 15919866683.86 | Projected
2037 | Vehicle kilometers travelled | Electric | Vehicle km | Reference | 12543918837.89 | Projected
2037 | Vehicle kilometers travelled | ICE | Vehicle km | Constraint | 32585980259.784 | Projected
2037 | Vehicle kilometers travelled | ICE | Vehicle km | Environmental | 29482477015.935 | Projected
2037 | Vehicle kilometers travelled | ICE | Vehicle km | Growth | 32466861013.933 | Projected
2037 | Vehicle kilometers travelled | ICE | Vehicle km | Innovation | 30482490712.26 | Projected
2037 | Vehicle kilometers travelled | ICE | Vehicle km | Reference | 33241728345.26 | Projected
2037 | Vehicle kilometers travelled | ICE/Hybrid | Vehicle km | Constraint | 10189606492.183 | Projected
2037 | Vehicle kilometers travelled | ICE/Hybrid | Vehicle km | Environmental | 7128093766.93 | Projected
2037 | Vehicle kilometers travelled | ICE/Hybrid | Vehicle km | Growth | 8038648276.866 | Projected
2037 | Vehicle kilometers travelled | ICE/Hybrid | Vehicle km | Innovation | 7576457303.82 | Projected
2037 | Vehicle kilometers travelled | ICE/Hybrid | Vehicle km | Reference | 8532874187.75 | Projected
2037 | Vehicle kilometers travelled | PHEV | Vehicle km | Constraint | 1214617144.549 | Projected
2037 | Vehicle kilometers travelled | PHEV | Vehicle km | Environmental | 1744091419.508 | Projected
2037 | Vehicle kilometers travelled | PHEV | Vehicle km | Growth | 1964490391.17 | Projected
2037 | Vehicle kilometers travelled | PHEV | Vehicle km | Innovation | 1851163784.76 | Projected
2037 | Vehicle kilometers travelled | PHEV | Vehicle km | Reference | 1556327391.74 | Projected
2038 | Vehicle kilometers travelled | Electric | Vehicle km | Constraint | 9916450225.968 | Projected
2038 | Vehicle kilometers travelled | Electric | Vehicle km | Environmental | 17432223860.31 | Projected
2038 | Vehicle kilometers travelled | Electric | Vehicle km | Growth | 19588502898.359 | Projected
2038 | Vehicle kilometers travelled | Electric | Vehicle km | Innovation | 18367166397.13 | Projected
2038 | Vehicle kilometers travelled | Electric | Vehicle km | Reference | 14589035794.24 | Projected
2038 | Vehicle kilometers travelled | ICE | Vehicle km | Constraint | 31238311392.959 | Projected
2038 | Vehicle kilometers travelled | ICE | Vehicle km | Environmental | 27615145536.97 | Projected
2038 | Vehicle kilometers travelled | ICE | Vehicle km | Growth | 30580602373.696 | Projected
2038 | Vehicle kilometers travelled | ICE | Vehicle km | Innovation | 28576093545.09 | Projected
2038 | Vehicle kilometers travelled | ICE | Vehicle km | Reference | 31620813764.78 | Projected
2038 | Vehicle kilometers travelled | ICE/Hybrid | Vehicle km | Constraint | 10199234994.215 | Projected
2038 | Vehicle kilometers travelled | ICE/Hybrid | Vehicle km | Environmental | 6926682287.609 | Projected
2038 | Vehicle kilometers travelled | ICE/Hybrid | Vehicle km | Growth | 7861017012.371 | Projected
2038 | Vehicle kilometers travelled | ICE/Hybrid | Vehicle km | Innovation | 7386519899.28 | Projected
2038 | Vehicle kilometers travelled | ICE/Hybrid | Vehicle km | Reference | 8413773725.96 | Projected
2038 | Vehicle kilometers travelled | PHEV | Vehicle km | Constraint | 1265181341.762 | Projected
2038 | Vehicle kilometers travelled | PHEV | Vehicle km | Environmental | 1747268732.781 | Projected
2038 | Vehicle kilometers travelled | PHEV | Vehicle km | Growth | 1980343671.285 | Projected
2038 | Vehicle kilometers travelled | PHEV | Vehicle km | Innovation | 1860236784.64 | Projected
2038 | Vehicle kilometers travelled | PHEV | Vehicle km | Reference | 1607519799.31 | Projected
2039 | Vehicle kilometers travelled | Electric | Vehicle km | Constraint | 11583122170.347 | Projected
2039 | Vehicle kilometers travelled | Electric | Vehicle km | Environmental | 20076395727.118 | Projected
2039 | Vehicle kilometers travelled | Electric | Vehicle km | Growth | 22696069833.955 | Projected
2039 | Vehicle kilometers travelled | Electric | Vehicle km | Innovation | 21205102412.41 | Projected
2039 | Vehicle kilometers travelled | Electric | Vehicle km | Reference | 16993646271.37 | Projected
2039 | Vehicle kilometers travelled | ICE | Vehicle km | Constraint | 29885394851.729 | Projected
2039 | Vehicle kilometers travelled | ICE | Vehicle km | Environmental | 25736760894.212 | Projected
2039 | Vehicle kilometers travelled | ICE | Vehicle km | Growth | 28653928781.991 | Projected
2039 | Vehicle kilometers travelled | ICE | Vehicle km | Innovation | 26652105789.04 | Projected
2039 | Vehicle kilometers travelled | ICE | Vehicle km | Reference | 29893298974.14 | Projected
2039 | Vehicle kilometers travelled | ICE/Hybrid | Vehicle km | Constraint | 10066341788.095 | Projected
2039 | Vehicle kilometers travelled | ICE/Hybrid | Vehicle km | Environmental | 6521715832.525 | Projected
2039 | Vehicle kilometers travelled | ICE/Hybrid | Vehicle km | Growth | 7447509926.464 | Projected
2039 | Vehicle kilometers travelled | ICE/Hybrid | Vehicle km | Innovation | 6977339348.06 | Projected
2039 | Vehicle kilometers travelled | ICE/Hybrid | Vehicle km | Reference | 8168282907.06 | Projected
2039 | Vehicle kilometers travelled | PHEV | Vehicle km | Constraint | 1320338518.831 | Projected
2039 | Vehicle kilometers travelled | PHEV | Vehicle km | Environmental | 1729483767.214 | Projected
2039 | Vehicle kilometers travelled | PHEV | Vehicle km | Growth | 1972216754.75 | Projected
2039 | Vehicle kilometers travelled | PHEV | Vehicle km | Innovation | 1846942666.14 | Projected
2039 | Vehicle kilometers travelled | PHEV | Vehicle km | Reference | 1662364771.22 | Projected
2040 | Vehicle kilometers travelled | Electric | Vehicle km | Constraint | 13459261049.526 | Projected
2040 | Vehicle kilometers travelled | Electric | Vehicle km | Environmental | 22764093721.048 | Projected
2040 | Vehicle kilometers travelled | Electric | Vehicle km | Growth | 25867229926.785 | Projected
2040 | Vehicle kilometers travelled | Electric | Vehicle km | Innovation | 24087983867.43 | Projected
2040 | Vehicle kilometers travelled | Electric | Vehicle km | Reference | 19681250326.57 | Projected
2040 | Vehicle kilometers travelled | ICE | Vehicle km | Constraint | 28495068014.627 | Projected
2040 | Vehicle kilometers travelled | ICE | Vehicle km | Environmental | 23882547624.903 | Projected
2040 | Vehicle kilometers travelled | ICE | Vehicle km | Growth | 26715930629.722 | Projected
2040 | Vehicle kilometers travelled | ICE | Vehicle km | Innovation | 24737037614.82 | Projected
2040 | Vehicle kilometers travelled | ICE | Vehicle km | Reference | 28051882813.13 | Projected
2040 | Vehicle kilometers travelled | ICE/Hybrid | Vehicle km | Constraint | 9768017188.694 | Projected
2040 | Vehicle kilometers travelled | ICE/Hybrid | Vehicle km | Environmental | 6070372408.116 | Projected
2040 | Vehicle kilometers travelled | ICE/Hybrid | Vehicle km | Growth | 6967899202.782 | Projected
2040 | Vehicle kilometers travelled | ICE/Hybrid | Vehicle km | Innovation | 6510951868.09 | Projected
2040 | Vehicle kilometers travelled | ICE/Hybrid | Vehicle km | Reference | 7771467182.38 | Projected
2040 | Vehicle kilometers travelled | PHEV | Vehicle km | Constraint | 1374666583.243 | Projected
2040 | Vehicle kilometers travelled | PHEV | Vehicle km | Environmental | 1697147770.668 | Projected
2040 | Vehicle kilometers travelled | PHEV | Vehicle km | Growth | 1945303594.139 | Projected
2040 | Vehicle kilometers travelled | PHEV | Vehicle km | Innovation | 1816778190.15 | Projected
2040 | Vehicle kilometers travelled | PHEV | Vehicle km | Reference | 1678273139.37 | Projected
2041 | Vehicle kilometers travelled | Electric | Vehicle km | Constraint | 15516893803.466 | Projected
2041 | Vehicle kilometers travelled | Electric | Vehicle km | Environmental | 25404074220.833 | Projected
2041 | Vehicle kilometers travelled | Electric | Vehicle km | Growth | 29020786480.931 | Projected
2041 | Vehicle kilometers travelled | Electric | Vehicle km | Innovation | 26935438073.24 | Projected
2041 | Vehicle kilometers travelled | Electric | Vehicle km | Reference | 22452331212.36 | Projected
2041 | Vehicle kilometers travelled | ICE | Vehicle km | Constraint | 27006436453.694 | Projected
2041 | Vehicle kilometers travelled | ICE | Vehicle km | Environmental | 22099054462.859 | Projected
2041 | Vehicle kilometers travelled | ICE | Vehicle km | Growth | 24838787382.267 | Projected
2041 | Vehicle kilometers travelled | ICE | Vehicle km | Innovation | 22893336822.95 | Projected
2041 | Vehicle kilometers travelled | ICE | Vehicle km | Reference | 26215619687.34 | Projected
2041 | Vehicle kilometers travelled | ICE/Hybrid | Vehicle km | Constraint | 9388485098.925 | Projected
2041 | Vehicle kilometers travelled | ICE/Hybrid | Vehicle km | Environmental | 5605544814.688 | Projected
2041 | Vehicle kilometers travelled | ICE/Hybrid | Vehicle km | Growth | 6468866601.362 | Projected
2041 | Vehicle kilometers travelled | ICE/Hybrid | Vehicle km | Innovation | 6028897964.98 | Projected
2041 | Vehicle kilometers travelled | ICE/Hybrid | Vehicle km | Reference | 7325566654.58 | Projected
2041 | Vehicle kilometers travelled | PHEV | Vehicle km | Constraint | 1429384061.352 | Projected
2041 | Vehicle kilometers travelled | PHEV | Vehicle km | Environmental | 1655068082.728 | Projected
2041 | Vehicle kilometers travelled | PHEV | Vehicle km | Growth | 1907217205.484 | Projected
2041 | Vehicle kilometers travelled | PHEV | Vehicle km | Innovation | 1776370894.28 | Projected
2041 | Vehicle kilometers travelled | PHEV | Vehicle km | Reference | 1670016764.22 | Projected
2042 | Vehicle kilometers travelled | Electric | Vehicle km | Constraint | 17644153391.14 | Projected
2042 | Vehicle kilometers travelled | Electric | Vehicle km | Environmental | 27852394390.977 | Projected
2042 | Vehicle kilometers travelled | Electric | Vehicle km | Growth | 31996396541.047 | Projected
2042 | Vehicle kilometers travelled | Electric | Vehicle km | Innovation | 29594349687.2 | Projected
2042 | Vehicle kilometers travelled | Electric | Vehicle km | Reference | 25090045665.24 | Projected
2042 | Vehicle kilometers travelled | ICE | Vehicle km | Constraint | 25432110122.414 | Projected
2042 | Vehicle kilometers travelled | ICE | Vehicle km | Environmental | 20406203381.16 | Projected
2042 | Vehicle kilometers travelled | ICE | Vehicle km | Growth | 23042614747.433 | Projected
2042 | Vehicle kilometers travelled | ICE | Vehicle km | Innovation | 21141995241.26 | Projected
2042 | Vehicle kilometers travelled | ICE | Vehicle km | Reference | 24452094191.13 | Projected
2042 | Vehicle kilometers travelled | ICE/Hybrid | Vehicle km | Constraint | 8938813631.257 | Projected
2042 | Vehicle kilometers travelled | ICE/Hybrid | Vehicle km | Environmental | 5132850158.965 | Projected
2042 | Vehicle kilometers travelled | ICE/Hybrid | Vehicle km | Growth | 5958357077.05 | Projected
2042 | Vehicle kilometers travelled | ICE/Hybrid | Vehicle km | Innovation | 5536756928.97 | Projected
2042 | Vehicle kilometers travelled | ICE/Hybrid | Vehicle km | Reference | 6837277614.17 | Projected
2042 | Vehicle kilometers travelled | PHEV | Vehicle km | Constraint | 1447759228.847 | Projected
2042 | Vehicle kilometers travelled | PHEV | Vehicle km | Environmental | 1602631539.307 | Projected
2042 | Vehicle kilometers travelled | PHEV | Vehicle km | Growth | 1857735329.194 | Projected
2042 | Vehicle kilometers travelled | PHEV | Vehicle km | Innovation | 1725101870.42 | Projected
2042 | Vehicle kilometers travelled | PHEV | Vehicle km | Reference | 1650671272.61 | Projected
2043 | Vehicle kilometers travelled | Electric | Vehicle km | Constraint | 19801582205.213 | Projected
2043 | Vehicle kilometers travelled | Electric | Vehicle km | Environmental | 30136521907.847 | Projected
2043 | Vehicle kilometers travelled | Electric | Vehicle km | Growth | 34820847372.832 | Projected
2043 | Vehicle kilometers travelled | Electric | Vehicle km | Innovation | 32094132918.09 | Projected
2043 | Vehicle kilometers travelled | Electric | Vehicle km | Reference | 27607375421.15 | Projected
2043 | Vehicle kilometers travelled | ICE | Vehicle km | Constraint | 23828781261.582 | Projected
2043 | Vehicle kilometers travelled | ICE | Vehicle km | Environmental | 18811093674.756 | Projected
2043 | Vehicle kilometers travelled | ICE | Vehicle km | Growth | 21337488440.081 | Projected
2043 | Vehicle kilometers travelled | ICE | Vehicle km | Innovation | 19490269042.22 | Projected
2043 | Vehicle kilometers travelled | ICE | Vehicle km | Reference | 22784155652.06 | Projected
2043 | Vehicle kilometers travelled | ICE/Hybrid | Vehicle km | Constraint | 8440623081.871 | Projected
2043 | Vehicle kilometers travelled | ICE/Hybrid | Vehicle km | Environmental | 4664549105.473 | Projected
2043 | Vehicle kilometers travelled | ICE/Hybrid | Vehicle km | Growth | 5448361426.046 | Projected
2043 | Vehicle kilometers travelled | ICE/Hybrid | Vehicle km | Innovation | 5047303848.49 | Projected
2043 | Vehicle kilometers travelled | ICE/Hybrid | Vehicle km | Reference | 6322669568.69 | Projected
2043 | Vehicle kilometers travelled | PHEV | Vehicle km | Constraint | 1443201633.201 | Projected
2043 | Vehicle kilometers travelled | PHEV | Vehicle km | Environmental | 1547366368.227 | Projected
2043 | Vehicle kilometers travelled | PHEV | Vehicle km | Growth | 1804692636.553 | Projected
2043 | Vehicle kilometers travelled | PHEV | Vehicle km | Innovation | 1670589558.53 | Projected
2043 | Vehicle kilometers travelled | PHEV | Vehicle km | Reference | 1622758871.69 | Projected
2044 | Vehicle kilometers travelled | Electric | Vehicle km | Constraint | 21746552835.006 | Projected
2044 | Vehicle kilometers travelled | Electric | Vehicle km | Environmental | 32125486936.886 | Projected
2044 | Vehicle kilometers travelled | Electric | Vehicle km | Growth | 37335322679.075 | Projected
2044 | Vehicle kilometers travelled | Electric | Vehicle km | Innovation | 34284472007.99 | Projected
2044 | Vehicle kilometers travelled | Electric | Vehicle km | Reference | 29844971917.8 | Projected
2044 | Vehicle kilometers travelled | ICE | Vehicle km | Constraint | 22330797118.638 | Projected
2044 | Vehicle kilometers travelled | ICE | Vehicle km | Environmental | 17349076351.18 | Projected
2044 | Vehicle kilometers travelled | ICE | Vehicle km | Growth | 19771405289.973 | Projected
2044 | Vehicle kilometers travelled | ICE | Vehicle km | Innovation | 17973468089.36 | Projected
2044 | Vehicle kilometers travelled | ICE | Vehicle km | Reference | 21252965842.88 | Projected
2044 | Vehicle kilometers travelled | ICE/Hybrid | Vehicle km | Constraint | 7899916431.558 | Projected
2044 | Vehicle kilometers travelled | ICE/Hybrid | Vehicle km | Environmental | 4207268035.947 | Projected
2044 | Vehicle kilometers travelled | ICE/Hybrid | Vehicle km | Growth | 4945014499.443 | Projected
2044 | Vehicle kilometers travelled | ICE/Hybrid | Vehicle km | Innovation | 4566449427.3 | Projected
2044 | Vehicle kilometers travelled | ICE/Hybrid | Vehicle km | Reference | 5788305855.19 | Projected
2044 | Vehicle kilometers travelled | PHEV | Vehicle km | Constraint | 1425466325.823 | Projected
2044 | Vehicle kilometers travelled | PHEV | Vehicle km | Environmental | 1485906390.874 | Projected
2044 | Vehicle kilometers travelled | PHEV | Vehicle km | Growth | 1743688555.837 | Projected
2044 | Vehicle kilometers travelled | PHEV | Vehicle km | Innovation | 1608828078.05 | Projected
2044 | Vehicle kilometers travelled | PHEV | Vehicle km | Reference | 1585967629.86 | Projected
2045 | Vehicle kilometers travelled | Electric | Vehicle km | Constraint | 23724343723.392 | Projected
2045 | Vehicle kilometers travelled | Electric | Vehicle km | Environmental | 34117151876.087 | Projected
2045 | Vehicle kilometers travelled | Electric | Vehicle km | Growth | 39877430796.244 | Projected
2045 | Vehicle kilometers travelled | Electric | Vehicle km | Innovation | 36487656846.7 | Projected
2045 | Vehicle kilometers travelled | Electric | Vehicle km | Reference | 32107706351.73 | Projected
2045 | Vehicle kilometers travelled | ICE | Vehicle km | Constraint | 20953131689.952 | Projected
2045 | Vehicle kilometers travelled | ICE | Vehicle km | Environmental | 16001913951.245 | Projected
2045 | Vehicle kilometers travelled | ICE | Vehicle km | Growth | 18324600635.316 | Projected
2045 | Vehicle kilometers travelled | ICE | Vehicle km | Innovation | 16574345701 | Projected
2045 | Vehicle kilometers travelled | ICE | Vehicle km | Reference | 19851208185.43 | Projected
2045 | Vehicle kilometers travelled | ICE/Hybrid | Vehicle km | Constraint | 7342081393.227 | Projected
2045 | Vehicle kilometers travelled | ICE/Hybrid | Vehicle km | Environmental | 3762629110.792 | Projected
2045 | Vehicle kilometers travelled | ICE/Hybrid | Vehicle km | Growth | 4448736716.689 | Projected
2045 | Vehicle kilometers travelled | ICE/Hybrid | Vehicle km | Innovation | 4096196034.69 | Projected
2045 | Vehicle kilometers travelled | ICE/Hybrid | Vehicle km | Reference | 5243157820.06 | Projected
2045 | Vehicle kilometers travelled | PHEV | Vehicle km | Constraint | 1401450531.763 | Projected
2045 | Vehicle kilometers travelled | PHEV | Vehicle km | Environmental | 1423910847.914 | Projected
2045 | Vehicle kilometers travelled | PHEV | Vehicle km | Growth | 1680747249.672 | Projected
2045 | Vehicle kilometers travelled | PHEV | Vehicle km | Innovation | 1546028297.56 | Projected
2045 | Vehicle kilometers travelled | PHEV | Vehicle km | Reference | 1546348955.01 | Projected
2046 | Vehicle kilometers travelled | Electric | Vehicle km | Constraint | 25731312804.041 | Projected
2046 | Vehicle kilometers travelled | Electric | Vehicle km | Environmental | 36098760732.295 | Projected
2046 | Vehicle kilometers travelled | Electric | Vehicle km | Growth | 42424258017.64 | Projected
2046 | Vehicle kilometers travelled | Electric | Vehicle km | Innovation | 38681332486.09 | Projected
2046 | Vehicle kilometers travelled | Electric | Vehicle km | Reference | 34381626804.25 | Projected
2046 | Vehicle kilometers travelled | ICE | Vehicle km | Constraint | 19668585782.36 | Projected
2046 | Vehicle kilometers travelled | ICE | Vehicle km | Environmental | 14752118345.539 | Projected
2046 | Vehicle kilometers travelled | ICE | Vehicle km | Growth | 16968515955.644 | Projected
2046 | Vehicle kilometers travelled | ICE | Vehicle km | Innovation | 15273462137.02 | Projected
2046 | Vehicle kilometers travelled | ICE | Vehicle km | Reference | 18540113276.38 | Projected
2046 | Vehicle kilometers travelled | ICE/Hybrid | Vehicle km | Constraint | 6785329031.751 | Projected
2046 | Vehicle kilometers travelled | ICE/Hybrid | Vehicle km | Environmental | 3343443650.991 | Projected
2046 | Vehicle kilometers travelled | ICE/Hybrid | Vehicle km | Growth | 3975655779.388 | Projected
2046 | Vehicle kilometers travelled | ICE/Hybrid | Vehicle km | Innovation | 3649690572.05 | Projected
2046 | Vehicle kilometers travelled | ICE/Hybrid | Vehicle km | Reference | 4714334825.41 | Projected
2046 | Vehicle kilometers travelled | PHEV | Vehicle km | Constraint | 1373205405.942 | Projected
2046 | Vehicle kilometers travelled | PHEV | Vehicle km | Environmental | 1360778040.854 | Projected
2046 | Vehicle kilometers travelled | PHEV | Vehicle km | Growth | 1615221835.311 | Projected
2046 | Vehicle kilometers travelled | PHEV | Vehicle km | Innovation | 1481132318.77 | Projected
2046 | Vehicle kilometers travelled | PHEV | Vehicle km | Reference | 1501745171.83 | Projected
2047 | Vehicle kilometers travelled | Electric | Vehicle km | Constraint | 27736508895.052 | Projected
2047 | Vehicle kilometers travelled | Electric | Vehicle km | Environmental | 38047253726.565 | Projected
2047 | Vehicle kilometers travelled | Electric | Vehicle km | Growth | 44954351109.423 | Projected
2047 | Vehicle kilometers travelled | Electric | Vehicle km | Innovation | 40850388455.54 | Projected
2047 | Vehicle kilometers travelled | Electric | Vehicle km | Reference | 36644982463.99 | Projected
2047 | Vehicle kilometers travelled | ICE | Vehicle km | Constraint | 18477883624.942 | Projected
2047 | Vehicle kilometers travelled | ICE | Vehicle km | Environmental | 13588445874.017 | Projected
2047 | Vehicle kilometers travelled | ICE | Vehicle km | Growth | 15696898634.842 | Projected
2047 | Vehicle kilometers travelled | ICE | Vehicle km | Innovation | 14061915464.88 | Projected
2047 | Vehicle kilometers travelled | ICE | Vehicle km | Reference | 17308938454.1 | Projected
2047 | Vehicle kilometers travelled | ICE/Hybrid | Vehicle km | Constraint | 6230075275.509 | Projected
2047 | Vehicle kilometers travelled | ICE/Hybrid | Vehicle km | Environmental | 2954493731.792 | Projected
2047 | Vehicle kilometers travelled | ICE/Hybrid | Vehicle km | Growth | 3532764510.156 | Projected
2047 | Vehicle kilometers travelled | ICE/Hybrid | Vehicle km | Innovation | 3233837463.17 | Projected
2047 | Vehicle kilometers travelled | ICE/Hybrid | Vehicle km | Reference | 4216807952.08 | Projected
2047 | Vehicle kilometers travelled | PHEV | Vehicle km | Constraint | 1339821323.18 | Projected
2047 | Vehicle kilometers travelled | PHEV | Vehicle km | Environmental | 1296729810.273 | Projected
2047 | Vehicle kilometers travelled | PHEV | Vehicle km | Growth | 1547628681.218 | Projected
2047 | Vehicle kilometers travelled | PHEV | Vehicle km | Innovation | 1414902511.27 | Projected
2047 | Vehicle kilometers travelled | PHEV | Vehicle km | Reference | 1453159961.26 | Projected
2048 | Vehicle kilometers travelled | Electric | Vehicle km | Constraint | 29788705917.447 | Projected
2048 | Vehicle kilometers travelled | Electric | Vehicle km | Environmental | 40021368433.188 | Projected
2048 | Vehicle kilometers travelled | Electric | Vehicle km | Growth | 47543567086.784 | Projected
2048 | Vehicle kilometers travelled | Electric | Vehicle km | Innovation | 43052832506.82 | Projected
2048 | Vehicle kilometers travelled | Electric | Vehicle km | Reference | 38947237083.01 | Projected
2048 | Vehicle kilometers travelled | ICE | Vehicle km | Constraint | 17389636074.687 | Projected
2048 | Vehicle kilometers travelled | ICE | Vehicle km | Environmental | 12514909629.949 | Projected
2048 | Vehicle kilometers travelled | ICE | Vehicle km | Growth | 14522947536.829 | Projected
2048 | Vehicle kilometers travelled | ICE | Vehicle km | Innovation | 12943555723.64 | Projected
2048 | Vehicle kilometers travelled | ICE | Vehicle km | Reference | 16167558245.08 | Projected
2048 | Vehicle kilometers travelled | ICE/Hybrid | Vehicle km | Constraint | 5685539915.48 | Projected
2048 | Vehicle kilometers travelled | ICE/Hybrid | Vehicle km | Environmental | 2603149962.84 | Projected
2048 | Vehicle kilometers travelled | ICE/Hybrid | Vehicle km | Growth | 3129618000.524 | Projected
2048 | Vehicle kilometers travelled | ICE/Hybrid | Vehicle km | Innovation | 2856446154.99 | Projected
2048 | Vehicle kilometers travelled | ICE/Hybrid | Vehicle km | Reference | 3758935973.93 | Projected
2048 | Vehicle kilometers travelled | PHEV | Vehicle km | Constraint | 1304956692.999 | Projected
2048 | Vehicle kilometers travelled | PHEV | Vehicle km | Environmental | 1234719119.561 | Projected
2048 | Vehicle kilometers travelled | PHEV | Vehicle km | Growth | 1481577996.44 | Projected
2048 | Vehicle kilometers travelled | PHEV | Vehicle km | Innovation | 1350380519.19 | Projected
2048 | Vehicle kilometers travelled | PHEV | Vehicle km | Reference | 1404795716.7 | Projected
2049 | Vehicle kilometers travelled | Electric | Vehicle km | Constraint | 31477420922.927 | Projected
2049 | Vehicle kilometers travelled | Electric | Vehicle km | Environmental | 41591391835.787 | Projected
2049 | Vehicle kilometers travelled | Electric | Vehicle km | Growth | 49696423562.811 | Projected
2049 | Vehicle kilometers travelled | Electric | Vehicle km | Innovation | 44843829591.22 | Projected
2049 | Vehicle kilometers travelled | Electric | Vehicle km | Reference | 40849744293.92 | Projected
2049 | Vehicle kilometers travelled | ICE | Vehicle km | Constraint | 16374474506.26 | Projected
2049 | Vehicle kilometers travelled | ICE | Vehicle km | Environmental | 11510865806.937 | Projected
2049 | Vehicle kilometers travelled | ICE | Vehicle km | Growth | 13421968217.898 | Projected
2049 | Vehicle kilometers travelled | ICE | Vehicle km | Innovation | 11899956981.28 | Projected
2049 | Vehicle kilometers travelled | ICE | Vehicle km | Reference | 15089745856.92 | Projected
2049 | Vehicle kilometers travelled | ICE/Hybrid | Vehicle km | Constraint | 5135440232.309 | Projected
2049 | Vehicle kilometers travelled | ICE/Hybrid | Vehicle km | Environmental | 2282523415.238 | Projected
2049 | Vehicle kilometers travelled | ICE/Hybrid | Vehicle km | Growth | 2760743485.455 | Projected
2049 | Vehicle kilometers travelled | ICE/Hybrid | Vehicle km | Innovation | 2512500423.41 | Projected
2049 | Vehicle kilometers travelled | ICE/Hybrid | Vehicle km | Reference | 3334664217.79 | Projected
2049 | Vehicle kilometers travelled | PHEV | Vehicle km | Constraint | 1259772730.569 | Projected
2049 | Vehicle kilometers travelled | PHEV | Vehicle km | Environmental | 1167533699.819 | Projected
2049 | Vehicle kilometers travelled | PHEV | Vehicle km | Growth | 1409378456.246 | Projected
2049 | Vehicle kilometers travelled | PHEV | Vehicle km | Innovation | 1280713660.32 | Projected
2049 | Vehicle kilometers travelled | PHEV | Vehicle km | Reference | 1347855114.44 | Projected
2050 | Vehicle kilometers travelled | Electric | Vehicle km | Constraint | 33042750493.092 | Projected
2050 | Vehicle kilometers travelled | Electric | Vehicle km | Environmental | 43031973984.437 | Projected
2050 | Vehicle kilometers travelled | Electric | Vehicle km | Growth | 51704428912.399 | Projected
2050 | Vehicle kilometers travelled | Electric | Vehicle km | Innovation | 46496752801.28 | Projected
2050 | Vehicle kilometers travelled | Electric | Vehicle km | Reference | 42618272477.21 | Projected
2050 | Vehicle kilometers travelled | ICE | Vehicle km | Constraint | 15468837350.747 | Projected
2050 | Vehicle kilometers travelled | ICE | Vehicle km | Environmental | 10594922159.074 | Projected
2050 | Vehicle kilometers travelled | ICE | Vehicle km | Growth | 12412219210.229 | Projected
2050 | Vehicle kilometers travelled | ICE | Vehicle km | Innovation | 10947652208.38 | Projected
2050 | Vehicle kilometers travelled | ICE | Vehicle km | Reference | 14103710270.2 | Projected
2050 | Vehicle kilometers travelled | ICE/Hybrid | Vehicle km | Constraint | 4595993473.942 | Projected
2050 | Vehicle kilometers travelled | ICE/Hybrid | Vehicle km | Environmental | 1995174144.409 | Projected
2050 | Vehicle kilometers travelled | ICE/Hybrid | Vehicle km | Growth | 2427016408.104 | Projected
2050 | Vehicle kilometers travelled | ICE/Hybrid | Vehicle km | Innovation | 2202715546.28 | Projected
2050 | Vehicle kilometers travelled | ICE/Hybrid | Vehicle km | Reference | 2945106993.06 | Projected
2050 | Vehicle kilometers travelled | PHEV | Vehicle km | Constraint | 1214933378.197 | Projected
2050 | Vehicle kilometers travelled | PHEV | Vehicle km | Environmental | 1104946843.714 | Projected
2050 | Vehicle kilometers travelled | PHEV | Vehicle km | Growth | 1341415941.894 | Projected
2050 | Vehicle kilometers travelled | PHEV | Vehicle km | Innovation | 1215439865.83 | Projected
2050 | Vehicle kilometers travelled | PHEV | Vehicle km | Reference | 1291337496.62 | Projected

## Electric vehicle share of VKT
TimePeriod | Scenario | Status | Unit | Value | Variable
2001 | Constraint | Historical | Percentage | 0% | Share of vehicle kilometres travelled that use electricity
2001 | Environmental | Historical | Percentage | 0% | Share of vehicle kilometres travelled that use electricity
2001 | Growth | Historical | Percentage | 0% | Share of vehicle kilometres travelled that use electricity
2001 | Innovation | Historical | Percentage | 0% | Share of vehicle kilometres travelled that use electricity
2001 | Reference | Historical | Percentage | 0% | Share of vehicle kilometres travelled that use electricity
2002 | Constraint | Historical | Percentage | 0% | Share of vehicle kilometres travelled that use electricity
2002 | Environmental | Historical | Percentage | 0% | Share of vehicle kilometres travelled that use electricity
2002 | Growth | Historical | Percentage | 0% | Share of vehicle kilometres travelled that use electricity
2002 | Innovation | Historical | Percentage | 0% | Share of vehicle kilometres travelled that use electricity
2002 | Reference | Historical | Percentage | 0% | Share of vehicle kilometres travelled that use electricity
2003 | Constraint | Historical | Percentage | 0% | Share of vehicle kilometres travelled that use electricity
2003 | Environmental | Historical | Percentage | 0% | Share of vehicle kilometres travelled that use electricity
2003 | Growth | Historical | Percentage | 0% | Share of vehicle kilometres travelled that use electricity
2003 | Innovation | Historical | Percentage | 0% | Share of vehicle kilometres travelled that use electricity
2003 | Reference | Historical | Percentage | 0% | Share of vehicle kilometres travelled that use electricity
2004 | Constraint | Historical | Percentage | 0% | Share of vehicle kilometres travelled that use electricity
2004 | Environmental | Historical | Percentage | 0% | Share of vehicle kilometres travelled that use electricity
2004 | Growth | Historical | Percentage | 0% | Share of vehicle kilometres travelled that use electricity
2004 | Innovation | Historical | Percentage | 0% | Share of vehicle kilometres travelled that use electricity
2004 | Reference | Historical | Percentage | 0% | Share of vehicle kilometres travelled that use electricity
2005 | Constraint | Historical | Percentage | 0% | Share of vehicle kilometres travelled that use electricity
2005 | Environmental | Historical | Percentage | 0% | Share of vehicle kilometres travelled that use electricity
2005 | Growth | Historical | Percentage | 0% | Share of vehicle kilometres travelled that use electricity
2005 | Innovation | Historical | Percentage | 0% | Share of vehicle kilometres travelled that use electricity
2005 | Reference | Historical | Percentage | 0% | Share of vehicle kilometres travelled that use electricity
2006 | Constraint | Historical | Percentage | 0% | Share of vehicle kilometres travelled that use electricity
2006 | Environmental | Historical | Percentage | 0% | Share of vehicle kilometres travelled that use electricity
2006 | Growth | Historical | Percentage | 0% | Share of vehicle kilometres travelled that use electricity
2006 | Innovation | Historical | Percentage | 0% | Share of vehicle kilometres travelled that use electricity
2006 | Reference | Historical | Percentage | 0% | Share of vehicle kilometres travelled that use electricity
2007 | Constraint | Historical | Percentage | 0% | Share of vehicle kilometres travelled that use electricity
2007 | Environmental | Historical | Percentage | 0% | Share of vehicle kilometres travelled that use electricity
2007 | Growth | Historical | Percentage | 0% | Share of vehicle kilometres travelled that use electricity
2007 | Innovation | Historical | Percentage | 0% | Share of vehicle kilometres travelled that use electricity
2007 | Reference | Historical | Percentage | 0% | Share of vehicle kilometres travelled that use electricity
2008 | Constraint | Historical | Percentage | 0% | Share of vehicle kilometres travelled that use electricity
2008 | Environmental | Historical | Percentage | 0% | Share of vehicle kilometres travelled that use electricity
2008 | Growth | Historical | Percentage | 0% | Share of vehicle kilometres travelled that use electricity
2008 | Innovation | Historical | Percentage | 0% | Share of vehicle kilometres travelled that use electricity
2008 | Reference | Historical | Percentage | 0% | Share of vehicle kilometres travelled that use electricity
2009 | Constraint | Historical | Percentage | 0% | Share of vehicle kilometres travelled that use electricity
2009 | Environmental | Historical | Percentage | 0% | Share of vehicle kilometres travelled that use electricity
2009 | Growth | Historical | Percentage | 0% | Share of vehicle kilometres travelled that use electricity
2009 | Innovation | Historical | Percentage | 0% | Share of vehicle kilometres travelled that use electricity
2009 | Reference | Historical | Percentage | 0% | Share of vehicle kilometres travelled that use electricity
2010 | Constraint | Historical | Percentage | 0% | Share of vehicle kilometres travelled that use electricity
2010 | Environmental | Historical | Percentage | 0% | Share of vehicle kilometres travelled that use electricity
2010 | Growth | Historical | Percentage | 0% | Share of vehicle kilometres travelled that use electricity
2010 | Innovation | Historical | Percentage | 0% | Share of vehicle kilometres travelled that use electricity
2010 | Reference | Historical | Percentage | 0% | Share of vehicle kilometres travelled that use electricity
2011 | Constraint | Historical | Percentage | 0% | Share of vehicle kilometres travelled that use electricity
2011 | Environmental | Historical | Percentage | 0% | Share of vehicle kilometres travelled that use electricity
2011 | Growth | Historical | Percentage | 0% | Share of vehicle kilometres travelled that use electricity
2011 | Innovation | Historical | Percentage | 0% | Share of vehicle kilometres travelled that use electricity
2011 | Reference | Historical | Percentage | 0% | Share of vehicle kilometres travelled that use electricity
2012 | Constraint | Historical | Percentage | 0% | Share of vehicle kilometres travelled that use electricity
2012 | Environmental | Historical | Percentage | 0% | Share of vehicle kilometres travelled that use electricity
2012 | Growth | Historical | Percentage | 0% | Share of vehicle kilometres travelled that use electricity
2012 | Innovation | Historical | Percentage | 0% | Share of vehicle kilometres travelled that use electricity
2012 | Reference | Historical | Percentage | 0% | Share of vehicle kilometres travelled that use electricity
2013 | Constraint | Historical | Percentage | 0% | Share of vehicle kilometres travelled that use electricity
2013 | Environmental | Historical | Percentage | 0% | Share of vehicle kilometres travelled that use electricity
2013 | Growth | Historical | Percentage | 0% | Share of vehicle kilometres travelled that use electricity
2013 | Innovation | Historical | Percentage | 0% | Share of vehicle kilometres travelled that use electricity
2013 | Reference | Historical | Percentage | 0% | Share of vehicle kilometres travelled that use electricity
2014 | Constraint | Historical | Percentage | 0% | Share of vehicle kilometres travelled that use electricity
2014 | Environmental | Historical | Percentage | 0% | Share of vehicle kilometres travelled that use electricity
2014 | Growth | Historical | Percentage | 0% | Share of vehicle kilometres travelled that use electricity
2014 | Innovation | Historical | Percentage | 0% | Share of vehicle kilometres travelled that use electricity
2014 | Reference | Historical | Percentage | 0% | Share of vehicle kilometres travelled that use electricity
2015 | Constraint | Historical | Percentage | 0% | Share of vehicle kilometres travelled that use electricity
2015 | Environmental | Historical | Percentage | 0% | Share of vehicle kilometres travelled that use electricity
2015 | Growth | Historical | Percentage | 0% | Share of vehicle kilometres travelled that use electricity
2015 | Innovation | Historical | Percentage | 0% | Share of vehicle kilometres travelled that use electricity
2015 | Reference | Historical | Percentage | 0% | Share of vehicle kilometres travelled that use electricity
2016 | Constraint | Historical | Percentage | 0% | Share of vehicle kilometres travelled that use electricity
2016 | Environmental | Historical | Percentage | 0% | Share of vehicle kilometres travelled that use electricity
2016 | Growth | Historical | Percentage | 0% | Share of vehicle kilometres travelled that use electricity
2016 | Innovation | Historical | Percentage | 0% | Share of vehicle kilometres travelled that use electricity
2016 | Reference | Historical | Percentage | 0% | Share of vehicle kilometres travelled that use electricity
2017 | Constraint | Historical | Percentage | 0.1% | Share of vehicle kilometres travelled that use electricity
2017 | Environmental | Historical | Percentage | 0.1% | Share of vehicle kilometres travelled that use electricity
2017 | Growth | Historical | Percentage | 0.1% | Share of vehicle kilometres travelled that use electricity
2017 | Innovation | Historical | Percentage | 0.1% | Share of vehicle kilometres travelled that use electricity
2017 | Reference | Historical | Percentage | 0.1% | Share of vehicle kilometres travelled that use electricity
2018 | Constraint | Historical | Percentage | 0.2% | Share of vehicle kilometres travelled that use electricity
2018 | Environmental | Historical | Percentage | 0.2% | Share of vehicle kilometres travelled that use electricity
2018 | Growth | Historical | Percentage | 0.2% | Share of vehicle kilometres travelled that use electricity
2018 | Innovation | Historical | Percentage | 0.2% | Share of vehicle kilometres travelled that use electricity
2018 | Reference | Historical | Percentage | 0.2% | Share of vehicle kilometres travelled that use electricity
2019 | Constraint | Historical | Percentage | 0.3% | Share of vehicle kilometres travelled that use electricity
2019 | Environmental | Historical | Percentage | 0.3% | Share of vehicle kilometres travelled that use electricity
2019 | Growth | Historical | Percentage | 0.3% | Share of vehicle kilometres travelled that use electricity
2019 | Innovation | Historical | Percentage | 0.3% | Share of vehicle kilometres travelled that use electricity
2019 | Reference | Historical | Percentage | 0.3% | Share of vehicle kilometres travelled that use electricity
2020 | Constraint | Historical | Percentage | 0.4% | Share of vehicle kilometres travelled that use electricity
2020 | Environmental | Historical | Percentage | 0.4% | Share of vehicle kilometres travelled that use electricity
2020 | Growth | Historical | Percentage | 0.4% | Share of vehicle kilometres travelled that use electricity
2020 | Innovation | Historical | Percentage | 0.4% | Share of vehicle kilometres travelled that use electricity
2020 | Reference | Historical | Percentage | 0.4% | Share of vehicle kilometres travelled that use electricity
2021 | Constraint | Historical | Percentage | 0.6% | Share of vehicle kilometres travelled that use electricity
2021 | Environmental | Historical | Percentage | 0.6% | Share of vehicle kilometres travelled that use electricity
2021 | Growth | Historical | Percentage | 0.6% | Share of vehicle kilometres travelled that use electricity
2021 | Innovation | Historical | Percentage | 0.6% | Share of vehicle kilometres travelled that use electricity
2021 | Reference | Historical | Percentage | 0.6% | Share of vehicle kilometres travelled that use electricity
2022 | Constraint | Historical | Percentage | 1% | Share of vehicle kilometres travelled that use electricity
2022 | Environmental | Historical | Percentage | 1% | Share of vehicle kilometres travelled that use electricity
2022 | Growth | Historical | Percentage | 1.1% | Share of vehicle kilometres travelled that use electricity
2022 | Innovation | Historical | Percentage | 1.1% | Share of vehicle kilometres travelled that use electricity
2022 | Reference | Historical | Percentage | 1.1% | Share of vehicle kilometres travelled that use electricity
2023 | Constraint | Historical | Percentage | 1.5% | Share of vehicle kilometres travelled that use electricity
2023 | Environmental | Historical | Percentage | 1.5% | Share of vehicle kilometres travelled that use electricity
2023 | Growth | Historical | Percentage | 1.5% | Share of vehicle kilometres travelled that use electricity
2023 | Innovation | Historical | Percentage | 1.5% | Share of vehicle kilometres travelled that use electricity
2023 | Reference | Historical | Percentage | 1.5% | Share of vehicle kilometres travelled that use electricity
2024 | Constraint | Projected | Percentage | 1.9% | Share of vehicle kilometres travelled that use electricity
2024 | Environmental | Projected | Percentage | 2.2% | Share of vehicle kilometres travelled that use electricity
2024 | Growth | Projected | Percentage | 2.2% | Share of vehicle kilometres travelled that use electricity
2024 | Innovation | Projected | Percentage | 2.2% | Share of vehicle kilometres travelled that use electricity
2024 | Reference | Projected | Percentage | 2% | Share of vehicle kilometres travelled that use electricity
2025 | Constraint | Projected | Percentage | 2.4% | Share of vehicle kilometres travelled that use electricity
2025 | Environmental | Projected | Percentage | 3% | Share of vehicle kilometres travelled that use electricity
2025 | Growth | Projected | Percentage | 3% | Share of vehicle kilometres travelled that use electricity
2025 | Innovation | Projected | Percentage | 3% | Share of vehicle kilometres travelled that use electricity
2025 | Reference | Projected | Percentage | 2.6% | Share of vehicle kilometres travelled that use electricity
2026 | Constraint | Projected | Percentage | 2.9% | Share of vehicle kilometres travelled that use electricity
2026 | Environmental | Projected | Percentage | 4% | Share of vehicle kilometres travelled that use electricity
2026 | Growth | Projected | Percentage | 4% | Share of vehicle kilometres travelled that use electricity
2026 | Innovation | Projected | Percentage | 4% | Share of vehicle kilometres travelled that use electricity
2026 | Reference | Projected | Percentage | 3.3% | Share of vehicle kilometres travelled that use electricity
2027 | Constraint | Projected | Percentage | 3.3% | Share of vehicle kilometres travelled that use electricity
2027 | Environmental | Projected | Percentage | 5.1% | Share of vehicle kilometres travelled that use electricity
2027 | Growth | Projected | Percentage | 5.1% | Share of vehicle kilometres travelled that use electricity
2027 | Innovation | Projected | Percentage | 5.1% | Share of vehicle kilometres travelled that use electricity
2027 | Reference | Projected | Percentage | 4.1% | Share of vehicle kilometres travelled that use electricity
2028 | Constraint | Projected | Percentage | 3.9% | Share of vehicle kilometres travelled that use electricity
2028 | Environmental | Projected | Percentage | 6.3% | Share of vehicle kilometres travelled that use electricity
2028 | Growth | Projected | Percentage | 6.4% | Share of vehicle kilometres travelled that use electricity
2028 | Innovation | Projected | Percentage | 6.3% | Share of vehicle kilometres travelled that use electricity
2028 | Reference | Projected | Percentage | 4.9% | Share of vehicle kilometres travelled that use electricity
2029 | Constraint | Projected | Percentage | 4.5% | Share of vehicle kilometres travelled that use electricity
2029 | Environmental | Projected | Percentage | 7.7% | Share of vehicle kilometres travelled that use electricity
2029 | Growth | Projected | Percentage | 7.8% | Share of vehicle kilometres travelled that use electricity
2029 | Innovation | Projected | Percentage | 7.8% | Share of vehicle kilometres travelled that use electricity
2029 | Reference | Projected | Percentage | 5.9% | Share of vehicle kilometres travelled that use electricity
2030 | Constraint | Projected | Percentage | 5.3% | Share of vehicle kilometres travelled that use electricity
2030 | Environmental | Projected | Percentage | 9.5% | Share of vehicle kilometres travelled that use electricity
2030 | Growth | Projected | Percentage | 9.6% | Share of vehicle kilometres travelled that use electricity
2030 | Innovation | Projected | Percentage | 9.5% | Share of vehicle kilometres travelled that use electricity
2030 | Reference | Projected | Percentage | 7.2% | Share of vehicle kilometres travelled that use electricity
2031 | Constraint | Projected | Percentage | 6.2% | Share of vehicle kilometres travelled that use electricity
2031 | Environmental | Projected | Percentage | 11.3% | Share of vehicle kilometres travelled that use electricity
2031 | Growth | Projected | Percentage | 11.4% | Share of vehicle kilometres travelled that use electricity
2031 | Innovation | Projected | Percentage | 11.4% | Share of vehicle kilometres travelled that use electricity
2031 | Reference | Projected | Percentage | 8.6% | Share of vehicle kilometres travelled that use electricity
2032 | Constraint | Projected | Percentage | 7.3% | Share of vehicle kilometres travelled that use electricity
2032 | Environmental | Projected | Percentage | 13.3% | Share of vehicle kilometres travelled that use electricity
2032 | Growth | Projected | Percentage | 13.4% | Share of vehicle kilometres travelled that use electricity
2032 | Innovation | Projected | Percentage | 13.4% | Share of vehicle kilometres travelled that use electricity
2032 | Reference | Projected | Percentage | 10.1% | Share of vehicle kilometres travelled that use electricity
2033 | Constraint | Projected | Percentage | 8.6% | Share of vehicle kilometres travelled that use electricity
2033 | Environmental | Projected | Percentage | 15.6% | Share of vehicle kilometres travelled that use electricity
2033 | Growth | Projected | Percentage | 15.7% | Share of vehicle kilometres travelled that use electricity
2033 | Innovation | Projected | Percentage | 15.7% | Share of vehicle kilometres travelled that use electricity
2033 | Reference | Projected | Percentage | 12% | Share of vehicle kilometres travelled that use electricity
2034 | Constraint | Projected | Percentage | 10.1% | Share of vehicle kilometres travelled that use electricity
2034 | Environmental | Projected | Percentage | 18.2% | Share of vehicle kilometres travelled that use electricity
2034 | Growth | Projected | Percentage | 18.4% | Share of vehicle kilometres travelled that use electricity
2034 | Innovation | Projected | Percentage | 18.4% | Share of vehicle kilometres travelled that use electricity
2034 | Reference | Projected | Percentage | 14.1% | Share of vehicle kilometres travelled that use electricity
2035 | Constraint | Projected | Percentage | 11.9% | Share of vehicle kilometres travelled that use electricity
2035 | Environmental | Projected | Percentage | 21.2% | Share of vehicle kilometres travelled that use electricity
2035 | Growth | Projected | Percentage | 21.4% | Share of vehicle kilometres travelled that use electricity
2035 | Innovation | Projected | Percentage | 21.4% | Share of vehicle kilometres travelled that use electricity
2035 | Reference | Projected | Percentage | 16.6% | Share of vehicle kilometres travelled that use electricity
2036 | Constraint | Projected | Percentage | 13.9% | Share of vehicle kilometres travelled that use electricity
2036 | Environmental | Projected | Percentage | 24.6% | Share of vehicle kilometres travelled that use electricity
2036 | Growth | Projected | Percentage | 24.7% | Share of vehicle kilometres travelled that use electricity
2036 | Innovation | Projected | Percentage | 24.8% | Share of vehicle kilometres travelled that use electricity
2036 | Reference | Projected | Percentage | 19.3% | Share of vehicle kilometres travelled that use electricity
2037 | Constraint | Projected | Percentage | 16.2% | Share of vehicle kilometres travelled that use electricity
2037 | Environmental | Projected | Percentage | 28.3% | Share of vehicle kilometres travelled that use electricity
2037 | Growth | Projected | Percentage | 28.5% | Share of vehicle kilometres travelled that use electricity
2037 | Innovation | Projected | Percentage | 28.5% | Share of vehicle kilometres travelled that use electricity
2037 | Reference | Projected | Percentage | 22.5% | Share of vehicle kilometres travelled that use electricity
2038 | Constraint | Projected | Percentage | 18.8% | Share of vehicle kilometres travelled that use electricity
2038 | Environmental | Projected | Percentage | 32.4% | Share of vehicle kilometres travelled that use electricity
2038 | Growth | Projected | Percentage | 32.6% | Share of vehicle kilometres travelled that use electricity
2038 | Innovation | Projected | Percentage | 32.7% | Share of vehicle kilometres travelled that use electricity
2038 | Reference | Projected | Percentage | 25.9% | Share of vehicle kilometres travelled that use electricity
2039 | Constraint | Projected | Percentage | 21.9% | Share of vehicle kilometres travelled that use electricity
2039 | Environmental | Projected | Percentage | 37.1% | Share of vehicle kilometres travelled that use electricity
2039 | Growth | Projected | Percentage | 37.3% | Share of vehicle kilometres travelled that use electricity
2039 | Innovation | Projected | Percentage | 37.4% | Share of vehicle kilometres travelled that use electricity
2039 | Reference | Projected | Percentage | 30% | Share of vehicle kilometres travelled that use electricity
2040 | Constraint | Projected | Percentage | 25.3% | Share of vehicle kilometres travelled that use electricity
2040 | Environmental | Projected | Percentage | 41.8% | Share of vehicle kilometres travelled that use electricity
2040 | Growth | Projected | Percentage | 42.1% | Share of vehicle kilometres travelled that use electricity
2040 | Innovation | Projected | Percentage | 42.1% | Share of vehicle kilometres travelled that use electricity
2040 | Reference | Projected | Percentage | 34.4% | Share of vehicle kilometres travelled that use electricity
2041 | Constraint | Projected | Percentage | 29.1% | Share of vehicle kilometres travelled that use electricity
2041 | Environmental | Projected | Percentage | 46.4% | Share of vehicle kilometres travelled that use electricity
2041 | Growth | Projected | Percentage | 46.6% | Share of vehicle kilometres travelled that use electricity
2041 | Innovation | Projected | Percentage | 46.7% | Share of vehicle kilometres travelled that use electricity
2041 | Reference | Projected | Percentage | 38.9% | Share of vehicle kilometres travelled that use electricity
2042 | Constraint | Projected | Percentage | 33% | Share of vehicle kilometres travelled that use electricity
2042 | Environmental | Projected | Percentage | 50.6% | Share of vehicle kilometres travelled that use electricity
2042 | Growth | Projected | Percentage | 50.9% | Share of vehicle kilometres travelled that use electricity
2042 | Innovation | Projected | Percentage | 51% | Share of vehicle kilometres travelled that use electricity
2042 | Reference | Projected | Percentage | 43.2% | Share of vehicle kilometres travelled that use electricity
2043 | Constraint | Projected | Percentage | 37% | Share of vehicle kilometres travelled that use electricity
2043 | Environmental | Projected | Percentage | 54.6% | Share of vehicle kilometres travelled that use electricity
2043 | Growth | Projected | Percentage | 54.9% | Share of vehicle kilometres travelled that use electricity
2043 | Innovation | Projected | Percentage | 55% | Share of vehicle kilometres travelled that use electricity
2043 | Reference | Projected | Percentage | 47.3% | Share of vehicle kilometres travelled that use electricity
2044 | Constraint | Projected | Percentage | 40.7% | Share of vehicle kilometres travelled that use electricity
2044 | Environmental | Projected | Percentage | 58.2% | Share of vehicle kilometres travelled that use electricity
2044 | Growth | Projected | Percentage | 58.5% | Share of vehicle kilometres travelled that use electricity
2044 | Innovation | Projected | Percentage | 58.7% | Share of vehicle kilometres travelled that use electricity
2044 | Reference | Projected | Percentage | 51% | Share of vehicle kilometres travelled that use electricity
2045 | Constraint | Projected | Percentage | 44.4% | Share of vehicle kilometres travelled that use electricity
2045 | Environmental | Projected | Percentage | 61.7% | Share of vehicle kilometres travelled that use electricity
2045 | Growth | Projected | Percentage | 62% | Share of vehicle kilometres travelled that use electricity
2045 | Innovation | Projected | Percentage | 62.2% | Share of vehicle kilometres travelled that use electricity
2045 | Reference | Projected | Percentage | 54.7% | Share of vehicle kilometres travelled that use electricity
2046 | Constraint | Projected | Percentage | 48% | Share of vehicle kilometres travelled that use electricity
2046 | Environmental | Projected | Percentage | 65% | Share of vehicle kilometres travelled that use electricity
2046 | Growth | Projected | Percentage | 65.3% | Share of vehicle kilometres travelled that use electricity
2046 | Innovation | Projected | Percentage | 65.5% | Share of vehicle kilometres travelled that use electricity
2046 | Reference | Projected | Percentage | 58.1% | Share of vehicle kilometres travelled that use electricity
2047 | Constraint | Projected | Percentage | 51.6% | Share of vehicle kilometres travelled that use electricity
2047 | Environmental | Projected | Percentage | 68.1% | Share of vehicle kilometres travelled that use electricity
2047 | Growth | Projected | Percentage | 68.4% | Share of vehicle kilometres travelled that use electricity
2047 | Innovation | Projected | Percentage | 68.6% | Share of vehicle kilometres travelled that use electricity
2047 | Reference | Projected | Percentage | 61.5% | Share of vehicle kilometres travelled that use electricity
2048 | Constraint | Projected | Percentage | 55% | Share of vehicle kilometres travelled that use electricity
2048 | Environmental | Projected | Percentage | 71% | Share of vehicle kilometres travelled that use electricity
2048 | Growth | Projected | Percentage | 71.3% | Share of vehicle kilometres travelled that use electricity
2048 | Innovation | Projected | Percentage | 71.5% | Share of vehicle kilometres travelled that use electricity
2048 | Reference | Projected | Percentage | 64.6% | Share of vehicle kilometres travelled that use electricity
2049 | Constraint | Projected | Percentage | 58% | Share of vehicle kilometres travelled that use electricity
2049 | Environmental | Projected | Percentage | 73.5% | Share of vehicle kilometres travelled that use electricity
2049 | Growth | Projected | Percentage | 73.9% | Share of vehicle kilometres travelled that use electricity
2049 | Innovation | Projected | Percentage | 74.1% | Share of vehicle kilometres travelled that use electricity
2049 | Reference | Projected | Percentage | 67.4% | Share of vehicle kilometres travelled that use electricity
2050 | Constraint | Projected | Percentage | 60.8% | Share of vehicle kilometres travelled that use electricity
2050 | Environmental | Projected | Percentage | 75.9% | Share of vehicle kilometres travelled that use electricity
2050 | Growth | Projected | Percentage | 76.2% | Share of vehicle kilometres travelled that use electricity
2050 | Innovation | Projected | Percentage | 76.4% | Share of vehicle kilometres travelled that use electricity
2050 | Reference | Projected | Percentage | 69.9% | Share of vehicle kilometres travelled that use electricity

## Peak ratios
TimePeriod | Variable | Value | Unit | Scenario | Status
2024 | Peak ratio North Island | 1.75 | Number | Reference | Projected
2025 | Peak ratio North Island | 1.75 | Number | Reference | Projected
2026 | Peak ratio North Island | 1.75 | Number | Reference | Projected
2027 | Peak ratio North Island | 1.75 | Number | Reference | Projected
2028 | Peak ratio North Island | 1.75 | Number | Reference | Projected
2029 | Peak ratio North Island | 1.75 | Number | Reference | Projected
2030 | Peak ratio North Island | 1.75 | Number | Reference | Projected
2031 | Peak ratio North Island | 1.75 | Number | Reference | Projected
2032 | Peak ratio North Island | 1.75 | Number | Reference | Projected
2033 | Peak ratio North Island | 1.75 | Number | Reference | Projected
2034 | Peak ratio North Island | 1.75 | Number | Reference | Projected
2035 | Peak ratio North Island | 1.75 | Number | Reference | Projected
2036 | Peak ratio North Island | 1.75 | Number | Reference | Projected
2037 | Peak ratio North Island | 1.75 | Number | Reference | Projected
2038 | Peak ratio North Island | 1.75 | Number | Reference | Projected
2039 | Peak ratio North Island | 1.75 | Number | Reference | Projected
2040 | Peak ratio North Island | 1.75 | Number | Reference | Projected
2041 | Peak ratio North Island | 1.75 | Number | Reference | Projected
2042 | Peak ratio North Island | 1.75 | Number | Reference | Projected
2043 | Peak ratio North Island | 1.75 | Number | Reference | Projected
2044 | Peak ratio North Island | 1.75 | Number | Reference | Projected
2045 | Peak ratio North Island | 1.75 | Number | Reference | Projected
2046 | Peak ratio North Island | 1.75 | Number | Reference | Projected
2047 | Peak ratio North Island | 1.75 | Number | Reference | Projected
2048 | Peak ratio North Island | 1.75 | Number | Reference | Projected
2049 | Peak ratio North Island | 1.75 | Number | Reference | Projected
2050 | Peak ratio North Island | 1.75 | Number | Reference | Projected
2024 | Peak ratio New Zealand | 1.57 | Number | Reference | Projected
2025 | Peak ratio New Zealand | 1.57 | Number | Reference | Projected
2026 | Peak ratio New Zealand | 1.57 | Number | Reference | Projected
2027 | Peak ratio New Zealand | 1.57 | Number | Reference | Projected
2028 | Peak ratio New Zealand | 1.57 | Number | Reference | Projected
2029 | Peak ratio New Zealand | 1.57 | Number | Reference | Projected
2030 | Peak ratio New Zealand | 1.57 | Number | Reference | Projected
2031 | Peak ratio New Zealand | 1.57 | Number | Reference | Projected
2032 | Peak ratio New Zealand | 1.57 | Number | Reference | Projected
2033 | Peak ratio New Zealand | 1.57 | Number | Reference | Projected
2034 | Peak ratio New Zealand | 1.57 | Number | Reference | Projected
2035 | Peak ratio New Zealand | 1.57 | Number | Reference | Projected
2036 | Peak ratio New Zealand | 1.57 | Number | Reference | Projected
2037 | Peak ratio New Zealand | 1.57 | Number | Reference | Projected
2038 | Peak ratio New Zealand | 1.57 | Number | Reference | Projected
2039 | Peak ratio New Zealand | 1.57 | Number | Reference | Projected
2040 | Peak ratio New Zealand | 1.57 | Number | Reference | Projected
2041 | Peak ratio New Zealand | 1.57 | Number | Reference | Projected
2042 | Peak ratio New Zealand | 1.57 | Number | Reference | Projected
2043 | Peak ratio New Zealand | 1.57 | Number | Reference | Projected
2044 | Peak ratio New Zealand | 1.57 | Number | Reference | Projected
2045 | Peak ratio New Zealand | 1.57 | Number | Reference | Projected
2046 | Peak ratio New Zealand | 1.57 | Number | Reference | Projected
2047 | Peak ratio New Zealand | 1.57 | Number | Reference | Projected
2048 | Peak ratio New Zealand | 1.57 | Number | Reference | Projected
2049 | Peak ratio New Zealand | 1.57 | Number | Reference | Projected
2050 | Peak ratio New Zealand | 1.57 | Number | Reference | Projected
2024 | Peak ratio North Island | 1.75 | Number | Growth | Projected
2025 | Peak ratio North Island | 1.75 | Number | Growth | Projected
2026 | Peak ratio North Island | 1.75 | Number | Growth | Projected
2027 | Peak ratio North Island | 1.75 | Number | Growth | Projected
2028 | Peak ratio North Island | 1.75 | Number | Growth | Projected
2029 | Peak ratio North Island | 1.75 | Number | Growth | Projected
2030 | Peak ratio North Island | 1.75 | Number | Growth | Projected
2031 | Peak ratio North Island | 1.75 | Number | Growth | Projected
2032 | Peak ratio North Island | 1.75 | Number | Growth | Projected
2033 | Peak ratio North Island | 1.75 | Number | Growth | Projected
2034 | Peak ratio North Island | 1.75 | Number | Growth | Projected
2035 | Peak ratio North Island | 1.75 | Number | Growth | Projected
2036 | Peak ratio North Island | 1.75 | Number | Growth | Projected
2037 | Peak ratio North Island | 1.75 | Number | Growth | Projected
2038 | Peak ratio North Island | 1.75 | Number | Growth | Projected
2039 | Peak ratio North Island | 1.75 | Number | Growth | Projected
2040 | Peak ratio North Island | 1.75 | Number | Growth | Projected
2041 | Peak ratio North Island | 1.75 | Number | Growth | Projected
2042 | Peak ratio North Island | 1.75 | Number | Growth | Projected
2043 | Peak ratio North Island | 1.75 | Number | Growth | Projected
2044 | Peak ratio North Island | 1.75 | Number | Growth | Projected
2045 | Peak ratio North Island | 1.75 | Number | Growth | Projected
2046 | Peak ratio North Island | 1.75 | Number | Growth | Projected
2047 | Peak ratio North Island | 1.75 | Number | Growth | Projected
2048 | Peak ratio North Island | 1.75 | Number | Growth | Projected
2049 | Peak ratio North Island | 1.75 | Number | Growth | Projected
2050 | Peak ratio North Island | 1.75 | Number | Growth | Projected
2024 | Peak ratio New Zealand | 1.57 | Number | Growth | Projected
2025 | Peak ratio New Zealand | 1.57 | Number | Growth | Projected
2026 | Peak ratio New Zealand | 1.57 | Number | Growth | Projected
2027 | Peak ratio New Zealand | 1.57 | Number | Growth | Projected
2028 | Peak ratio New Zealand | 1.57 | Number | Growth | Projected
2029 | Peak ratio New Zealand | 1.57 | Number | Growth | Projected
2030 | Peak ratio New Zealand | 1.57 | Number | Growth | Projected
2031 | Peak ratio New Zealand | 1.57 | Number | Growth | Projected
2032 | Peak ratio New Zealand | 1.57 | Number | Growth | Projected
2033 | Peak ratio New Zealand | 1.57 | Number | Growth | Projected
2034 | Peak ratio New Zealand | 1.57 | Number | Growth | Projected
2035 | Peak ratio New Zealand | 1.57 | Number | Growth | Projected
2036 | Peak ratio New Zealand | 1.57 | Number | Growth | Projected
2037 | Peak ratio New Zealand | 1.57 | Number | Growth | Projected
2038 | Peak ratio New Zealand | 1.57 | Number | Growth | Projected
2039 | Peak ratio New Zealand | 1.57 | Number | Growth | Projected
2040 | Peak ratio New Zealand | 1.57 | Number | Growth | Projected
2041 | Peak ratio New Zealand | 1.57 | Number | Growth | Projected
2042 | Peak ratio New Zealand | 1.57 | Number | Growth | Projected
2043 | Peak ratio New Zealand | 1.57 | Number | Growth | Projected
2044 | Peak ratio New Zealand | 1.57 | Number | Growth | Projected
2045 | Peak ratio New Zealand | 1.57 | Number | Growth | Projected
2046 | Peak ratio New Zealand | 1.57 | Number | Growth | Projected
2047 | Peak ratio New Zealand | 1.57 | Number | Growth | Projected
2048 | Peak ratio New Zealand | 1.57 | Number | Growth | Projected
2049 | Peak ratio New Zealand | 1.57 | Number | Growth | Projected
2050 | Peak ratio New Zealand | 1.57 | Number | Growth | Projected
2024 | Peak ratio North Island | 1.75 | Number | Constraint | Projected
2025 | Peak ratio North Island | 1.75 | Number | Constraint | Projected
2026 | Peak ratio North Island | 1.75 | Number | Constraint | Projected
2027 | Peak ratio North Island | 1.75 | Number | Constraint | Projected
2028 | Peak ratio North Island | 1.75 | Number | Constraint | Projected
2029 | Peak ratio North Island | 1.75 | Number | Constraint | Projected
2030 | Peak ratio North Island | 1.75 | Number | Constraint | Projected
2031 | Peak ratio North Island | 1.75 | Number | Constraint | Projected
2032 | Peak ratio North Island | 1.75 | Number | Constraint | Projected
2033 | Peak ratio North Island | 1.75 | Number | Constraint | Projected
2034 | Peak ratio North Island | 1.75 | Number | Constraint | Projected
2035 | Peak ratio North Island | 1.75 | Number | Constraint | Projected
2036 | Peak ratio North Island | 1.75 | Number | Constraint | Projected
2037 | Peak ratio North Island | 1.75 | Number | Constraint | Projected
2038 | Peak ratio North Island | 1.75 | Number | Constraint | Projected
2039 | Peak ratio North Island | 1.75 | Number | Constraint | Projected
2040 | Peak ratio North Island | 1.75 | Number | Constraint | Projected
2041 | Peak ratio North Island | 1.75 | Number | Constraint | Projected
2042 | Peak ratio North Island | 1.75 | Number | Constraint | Projected
2043 | Peak ratio North Island | 1.75 | Number | Constraint | Projected
2044 | Peak ratio North Island | 1.75 | Number | Constraint | Projected
2045 | Peak ratio North Island | 1.75 | Number | Constraint | Projected
2046 | Peak ratio North Island | 1.75 | Number | Constraint | Projected
2047 | Peak ratio North Island | 1.75 | Number | Constraint | Projected
2048 | Peak ratio North Island | 1.75 | Number | Constraint | Projected
2049 | Peak ratio North Island | 1.75 | Number | Constraint | Projected
2050 | Peak ratio North Island | 1.75 | Number | Constraint | Projected
2024 | Peak ratio New Zealand | 1.57 | Number | Constraint | Projected
2025 | Peak ratio New Zealand | 1.57 | Number | Constraint | Projected
2026 | Peak ratio New Zealand | 1.57 | Number | Constraint | Projected
2027 | Peak ratio New Zealand | 1.57 | Number | Constraint | Projected
2028 | Peak ratio New Zealand | 1.57 | Number | Constraint | Projected
2029 | Peak ratio New Zealand | 1.57 | Number | Constraint | Projected
2030 | Peak ratio New Zealand | 1.57 | Number | Constraint | Projected
2031 | Peak ratio New Zealand | 1.57 | Number | Constraint | Projected
2032 | Peak ratio New Zealand | 1.57 | Number | Constraint | Projected
2033 | Peak ratio New Zealand | 1.57 | Number | Constraint | Projected
2034 | Peak ratio New Zealand | 1.57 | Number | Constraint | Projected
2035 | Peak ratio New Zealand | 1.57 | Number | Constraint | Projected
2036 | Peak ratio New Zealand | 1.57 | Number | Constraint | Projected
2037 | Peak ratio New Zealand | 1.57 | Number | Constraint | Projected
2038 | Peak ratio New Zealand | 1.57 | Number | Constraint | Projected
2039 | Peak ratio New Zealand | 1.57 | Number | Constraint | Projected
2040 | Peak ratio New Zealand | 1.57 | Number | Constraint | Projected
2041 | Peak ratio New Zealand | 1.57 | Number | Constraint | Projected
2042 | Peak ratio New Zealand | 1.57 | Number | Constraint | Projected
2043 | Peak ratio New Zealand | 1.57 | Number | Constraint | Projected
2044 | Peak ratio New Zealand | 1.57 | Number | Constraint | Projected
2045 | Peak ratio New Zealand | 1.57 | Number | Constraint | Projected
2046 | Peak ratio New Zealand | 1.57 | Number | Constraint | Projected
2047 | Peak ratio New Zealand | 1.57 | Number | Constraint | Projected
2048 | Peak ratio New Zealand | 1.57 | Number | Constraint | Projected
2049 | Peak ratio New Zealand | 1.57 | Number | Constraint | Projected
2050 | Peak ratio New Zealand | 1.57 | Number | Constraint | Projected
2024 | Peak ratio North Island | 1.75 | Number | Innovation | Projected
2025 | Peak ratio North Island | 1.741 | Number | Innovation | Projected
2026 | Peak ratio North Island | 1.733 | Number | Innovation | Projected
2027 | Peak ratio North Island | 1.724 | Number | Innovation | Projected
2028 | Peak ratio North Island | 1.715 | Number | Innovation | Projected
2029 | Peak ratio North Island | 1.707 | Number | Innovation | Projected
2030 | Peak ratio North Island | 1.698 | Number | Innovation | Projected
2031 | Peak ratio North Island | 1.69 | Number | Innovation | Projected
2032 | Peak ratio North Island | 1.681 | Number | Innovation | Projected
2033 | Peak ratio North Island | 1.673 | Number | Innovation | Projected
2034 | Peak ratio North Island | 1.664 | Number | Innovation | Projected
2035 | Peak ratio North Island | 1.656 | Number | Innovation | Projected
2036 | Peak ratio North Island | 1.648 | Number | Innovation | Projected
2037 | Peak ratio North Island | 1.64 | Number | Innovation | Projected
2038 | Peak ratio North Island | 1.631 | Number | Innovation | Projected
2039 | Peak ratio North Island | 1.623 | Number | Innovation | Projected
2040 | Peak ratio North Island | 1.615 | Number | Innovation | Projected
2041 | Peak ratio North Island | 1.607 | Number | Innovation | Projected
2042 | Peak ratio North Island | 1.599 | Number | Innovation | Projected
2043 | Peak ratio North Island | 1.591 | Number | Innovation | Projected
2044 | Peak ratio North Island | 1.583 | Number | Innovation | Projected
2045 | Peak ratio North Island | 1.575 | Number | Innovation | Projected
2046 | Peak ratio North Island | 1.567 | Number | Innovation | Projected
2047 | Peak ratio North Island | 1.559 | Number | Innovation | Projected
2048 | Peak ratio North Island | 1.552 | Number | Innovation | Projected
2049 | Peak ratio North Island | 1.544 | Number | Innovation | Projected
2050 | Peak ratio North Island | 1.536 | Number | Innovation | Projected
2024 | Peak ratio New Zealand | 1.57 | Number | Innovation | Projected
2025 | Peak ratio New Zealand | 1.562 | Number | Innovation | Projected
2026 | Peak ratio New Zealand | 1.554 | Number | Innovation | Projected
2027 | Peak ratio New Zealand | 1.547 | Number | Innovation | Projected
2028 | Peak ratio New Zealand | 1.539 | Number | Innovation | Projected
2029 | Peak ratio New Zealand | 1.531 | Number | Innovation | Projected
2030 | Peak ratio New Zealand | 1.523 | Number | Innovation | Projected
2031 | Peak ratio New Zealand | 1.516 | Number | Innovation | Projected
2032 | Peak ratio New Zealand | 1.508 | Number | Innovation | Projected
2033 | Peak ratio New Zealand | 1.501 | Number | Innovation | Projected
2034 | Peak ratio New Zealand | 1.493 | Number | Innovation | Projected
2035 | Peak ratio New Zealand | 1.486 | Number | Innovation | Projected
2036 | Peak ratio New Zealand | 1.478 | Number | Innovation | Projected
2037 | Peak ratio New Zealand | 1.471 | Number | Innovation | Projected
2038 | Peak ratio New Zealand | 1.464 | Number | Innovation | Projected
2039 | Peak ratio New Zealand | 1.456 | Number | Innovation | Projected
2040 | Peak ratio New Zealand | 1.449 | Number | Innovation | Projected
2041 | Peak ratio New Zealand | 1.442 | Number | Innovation | Projected
2042 | Peak ratio New Zealand | 1.435 | Number | Innovation | Projected
2043 | Peak ratio New Zealand | 1.427 | Number | Innovation | Projected
2044 | Peak ratio New Zealand | 1.42 | Number | Innovation | Projected
2045 | Peak ratio New Zealand | 1.413 | Number | Innovation | Projected
2046 | Peak ratio New Zealand | 1.406 | Number | Innovation | Projected
2047 | Peak ratio New Zealand | 1.399 | Number | Innovation | Projected
2048 | Peak ratio New Zealand | 1.392 | Number | Innovation | Projected
2049 | Peak ratio New Zealand | 1.385 | Number | Innovation | Projected
2050 | Peak ratio New Zealand | 1.378 | Number | Innovation | Projected
2024 | Peak ratio North Island | 1.75 | Number | Environmental | Projected
2025 | Peak ratio North Island | 1.746 | Number | Environmental | Projected
2026 | Peak ratio North Island | 1.741 | Number | Environmental | Projected
2027 | Peak ratio North Island | 1.737 | Number | Environmental | Projected
2028 | Peak ratio North Island | 1.733 | Number | Environmental | Projected
2029 | Peak ratio North Island | 1.728 | Number | Environmental | Projected
2030 | Peak ratio North Island | 1.724 | Number | Environmental | Projected
2031 | Peak ratio North Island | 1.72 | Number | Environmental | Projected
2032 | Peak ratio North Island | 1.715 | Number | Environmental | Projected
2033 | Peak ratio North Island | 1.711 | Number | Environmental | Projected
2034 | Peak ratio North Island | 1.707 | Number | Environmental | Projected
2035 | Peak ratio North Island | 1.702 | Number | Environmental | Projected
2036 | Peak ratio North Island | 1.698 | Number | Environmental | Projected
2037 | Peak ratio North Island | 1.694 | Number | Environmental | Projected
2038 | Peak ratio North Island | 1.69 | Number | Environmental | Projected
2039 | Peak ratio North Island | 1.686 | Number | Environmental | Projected
2040 | Peak ratio North Island | 1.681 | Number | Environmental | Projected
2041 | Peak ratio North Island | 1.677 | Number | Environmental | Projected
2042 | Peak ratio North Island | 1.673 | Number | Environmental | Projected
2043 | Peak ratio North Island | 1.669 | Number | Environmental | Projected
2044 | Peak ratio North Island | 1.665 | Number | Environmental | Projected
2045 | Peak ratio North Island | 1.66 | Number | Environmental | Projected
2046 | Peak ratio North Island | 1.656 | Number | Environmental | Projected
2047 | Peak ratio North Island | 1.652 | Number | Environmental | Projected
2048 | Peak ratio North Island | 1.648 | Number | Environmental | Projected
2049 | Peak ratio North Island | 1.644 | Number | Environmental | Projected
2050 | Peak ratio North Island | 1.64 | Number | Environmental | Projected
2024 | Peak ratio New Zealand | 1.57 | Number | Environmental | Projected
2025 | Peak ratio New Zealand | 1.566 | Number | Environmental | Projected
2026 | Peak ratio New Zealand | 1.562 | Number | Environmental | Projected
2027 | Peak ratio New Zealand | 1.558 | Number | Environmental | Projected
2028 | Peak ratio New Zealand | 1.554 | Number | Environmental | Projected
2029 | Peak ratio New Zealand | 1.55 | Number | Environmental | Projected
2030 | Peak ratio New Zealand | 1.547 | Number | Environmental | Projected
2031 | Peak ratio New Zealand | 1.543 | Number | Environmental | Projected
2032 | Peak ratio New Zealand | 1.539 | Number | Environmental | Projected
2033 | Peak ratio New Zealand | 1.535 | Number | Environmental | Projected
2034 | Peak ratio New Zealand | 1.531 | Number | Environmental | Projected
2035 | Peak ratio New Zealand | 1.527 | Number | Environmental | Projected
2036 | Peak ratio New Zealand | 1.524 | Number | Environmental | Projected
2037 | Peak ratio New Zealand | 1.52 | Number | Environmental | Projected
2038 | Peak ratio New Zealand | 1.516 | Number | Environmental | Projected
2039 | Peak ratio New Zealand | 1.512 | Number | Environmental | Projected
2040 | Peak ratio New Zealand | 1.508 | Number | Environmental | Projected
2041 | Peak ratio New Zealand | 1.505 | Number | Environmental | Projected
2042 | Peak ratio New Zealand | 1.501 | Number | Environmental | Projected
2043 | Peak ratio New Zealand | 1.497 | Number | Environmental | Projected
2044 | Peak ratio New Zealand | 1.493 | Number | Environmental | Projected
2045 | Peak ratio New Zealand | 1.49 | Number | Environmental | Projected
2046 | Peak ratio New Zealand | 1.486 | Number | Environmental | Projected
2047 | Peak ratio New Zealand | 1.482 | Number | Environmental | Projected
2048 | Peak ratio New Zealand | 1.478 | Number | Environmental | Projected
2049 | Peak ratio New Zealand | 1.475 | Number | Environmental | Projected
2050 | Peak ratio New Zealand | 1.471 | Number | Environmental | Projected

## Island share of demand
TimePeriod | Variable | Value | Unit | Scenario | Status
2024 | North Island share of national demand | 0.61 | Percentage | Reference | Projected
2025 | North Island share of national demand | 0.61 | Percentage | Reference | Projected
2026 | North Island share of national demand | 0.61 | Percentage | Reference | Projected
2027 | North Island share of national demand | 0.61 | Percentage | Reference | Projected
2028 | North Island share of national demand | 0.61 | Percentage | Reference | Projected
2029 | North Island share of national demand | 0.61 | Percentage | Reference | Projected
2030 | North Island share of national demand | 0.61 | Percentage | Reference | Projected
2031 | North Island share of national demand | 0.61 | Percentage | Reference | Projected
2032 | North Island share of national demand | 0.61 | Percentage | Reference | Projected
2033 | North Island share of national demand | 0.61 | Percentage | Reference | Projected
2034 | North Island share of national demand | 0.61 | Percentage | Reference | Projected
2035 | North Island share of national demand | 0.61 | Percentage | Reference | Projected
2036 | North Island share of national demand | 0.61 | Percentage | Reference | Projected
2037 | North Island share of national demand | 0.61 | Percentage | Reference | Projected
2038 | North Island share of national demand | 0.61 | Percentage | Reference | Projected
2039 | North Island share of national demand | 0.61 | Percentage | Reference | Projected
2040 | North Island share of national demand | 0.61 | Percentage | Reference | Projected
2041 | North Island share of national demand | 0.61 | Percentage | Reference | Projected
2042 | North Island share of national demand | 0.61 | Percentage | Reference | Projected
2043 | North Island share of national demand | 0.61 | Percentage | Reference | Projected
2044 | North Island share of national demand | 0.61 | Percentage | Reference | Projected
2045 | North Island share of national demand | 0.61 | Percentage | Reference | Projected
2046 | North Island share of national demand | 0.61 | Percentage | Reference | Projected
2047 | North Island share of national demand | 0.61 | Percentage | Reference | Projected
2048 | North Island share of national demand | 0.61 | Percentage | Reference | Projected
2049 | North Island share of national demand | 0.61 | Percentage | Reference | Projected
2050 | North Island share of national demand | 0.61 | Percentage | Reference | Projected
2024 | South Island share of national demand | 0.39 | Percentage | Reference | Projected
2025 | South Island share of national demand | 0.39 | Percentage | Reference | Projected
2026 | South Island share of national demand | 0.39 | Percentage | Reference | Projected
2027 | South Island share of national demand | 0.39 | Percentage | Reference | Projected
2028 | South Island share of national demand | 0.39 | Percentage | Reference | Projected
2029 | South Island share of national demand | 0.39 | Percentage | Reference | Projected
2030 | South Island share of national demand | 0.39 | Percentage | Reference | Projected
2031 | South Island share of national demand | 0.39 | Percentage | Reference | Projected
2032 | South Island share of national demand | 0.39 | Percentage | Reference | Projected
2033 | South Island share of national demand | 0.39 | Percentage | Reference | Projected
2034 | South Island share of national demand | 0.39 | Percentage | Reference | Projected
2035 | South Island share of national demand | 0.39 | Percentage | Reference | Projected
2036 | South Island share of national demand | 0.39 | Percentage | Reference | Projected
2037 | South Island share of national demand | 0.39 | Percentage | Reference | Projected
2038 | South Island share of national demand | 0.39 | Percentage | Reference | Projected
2039 | South Island share of national demand | 0.39 | Percentage | Reference | Projected
2040 | South Island share of national demand | 0.39 | Percentage | Reference | Projected
2041 | South Island share of national demand | 0.39 | Percentage | Reference | Projected
2042 | South Island share of national demand | 0.39 | Percentage | Reference | Projected
2043 | South Island share of national demand | 0.39 | Percentage | Reference | Projected
2044 | South Island share of national demand | 0.39 | Percentage | Reference | Projected
2045 | South Island share of national demand | 0.39 | Percentage | Reference | Projected
2046 | South Island share of national demand | 0.39 | Percentage | Reference | Projected
2047 | South Island share of national demand | 0.39 | Percentage | Reference | Projected
2048 | South Island share of national demand | 0.39 | Percentage | Reference | Projected
2049 | South Island share of national demand | 0.39 | Percentage | Reference | Projected
2050 | South Island share of national demand | 0.39 | Percentage | Reference | Projected
2024 | North Island share of national demand | 0.61 | Percentage | Growth | Projected
2025 | North Island share of national demand | 0.61 | Percentage | Growth | Projected
2026 | North Island share of national demand | 0.61 | Percentage | Growth | Projected
2027 | North Island share of national demand | 0.61 | Percentage | Growth | Projected
2028 | North Island share of national demand | 0.61 | Percentage | Growth | Projected
2029 | North Island share of national demand | 0.61 | Percentage | Growth | Projected
2030 | North Island share of national demand | 0.61 | Percentage | Growth | Projected
2031 | North Island share of national demand | 0.61 | Percentage | Growth | Projected
2032 | North Island share of national demand | 0.61 | Percentage | Growth | Projected
2033 | North Island share of national demand | 0.61 | Percentage | Growth | Projected
2034 | North Island share of national demand | 0.61 | Percentage | Growth | Projected
2035 | North Island share of national demand | 0.61 | Percentage | Growth | Projected
2036 | North Island share of national demand | 0.61 | Percentage | Growth | Projected
2037 | North Island share of national demand | 0.61 | Percentage | Growth | Projected
2038 | North Island share of national demand | 0.61 | Percentage | Growth | Projected
2039 | North Island share of national demand | 0.61 | Percentage | Growth | Projected
2040 | North Island share of national demand | 0.61 | Percentage | Growth | Projected
2041 | North Island share of national demand | 0.61 | Percentage | Growth | Projected
2042 | North Island share of national demand | 0.61 | Percentage | Growth | Projected
2043 | North Island share of national demand | 0.61 | Percentage | Growth | Projected
2044 | North Island share of national demand | 0.61 | Percentage | Growth | Projected
2045 | North Island share of national demand | 0.61 | Percentage | Growth | Projected
2046 | North Island share of national demand | 0.61 | Percentage | Growth | Projected
2047 | North Island share of national demand | 0.61 | Percentage | Growth | Projected
2048 | North Island share of national demand | 0.61 | Percentage | Growth | Projected
2049 | North Island share of national demand | 0.61 | Percentage | Growth | Projected
2050 | North Island share of national demand | 0.61 | Percentage | Growth | Projected
2024 | South Island share of national demand | 0.39 | Percentage | Growth | Projected
2025 | South Island share of national demand | 0.39 | Percentage | Growth | Projected
2026 | South Island share of national demand | 0.39 | Percentage | Growth | Projected
2027 | South Island share of national demand | 0.39 | Percentage | Growth | Projected
2028 | South Island share of national demand | 0.39 | Percentage | Growth | Projected
2029 | South Island share of national demand | 0.39 | Percentage | Growth | Projected
2030 | South Island share of national demand | 0.39 | Percentage | Growth | Projected
2031 | South Island share of national demand | 0.39 | Percentage | Growth | Projected
2032 | South Island share of national demand | 0.39 | Percentage | Growth | Projected
2033 | South Island share of national demand | 0.39 | Percentage | Growth | Projected
2034 | South Island share of national demand | 0.39 | Percentage | Growth | Projected
2035 | South Island share of national demand | 0.39 | Percentage | Growth | Projected
2036 | South Island share of national demand | 0.39 | Percentage | Growth | Projected
2037 | South Island share of national demand | 0.39 | Percentage | Growth | Projected
2038 | South Island share of national demand | 0.39 | Percentage | Growth | Projected
2039 | South Island share of national demand | 0.39 | Percentage | Growth | Projected
2040 | South Island share of national demand | 0.39 | Percentage | Growth | Projected
2041 | South Island share of national demand | 0.39 | Percentage | Growth | Projected
2042 | South Island share of national demand | 0.39 | Percentage | Growth | Projected
2043 | South Island share of national demand | 0.39 | Percentage | Growth | Projected
2044 | South Island share of national demand | 0.39 | Percentage | Growth | Projected
2045 | South Island share of national demand | 0.39 | Percentage | Growth | Projected
2046 | South Island share of national demand | 0.39 | Percentage | Growth | Projected
2047 | South Island share of national demand | 0.39 | Percentage | Growth | Projected
2048 | South Island share of national demand | 0.39 | Percentage | Growth | Projected
2049 | South Island share of national demand | 0.39 | Percentage | Growth | Projected
2050 | South Island share of national demand | 0.39 | Percentage | Growth | Projected
2024 | North Island share of national demand | 0.61 | Percentage | Constraint | Projected
2025 | North Island share of national demand | 0.61 | Percentage | Constraint | Projected
2026 | North Island share of national demand | 0.61 | Percentage | Constraint | Projected
2027 | North Island share of national demand | 0.61 | Percentage | Constraint | Projected
2028 | North Island share of national demand | 0.61 | Percentage | Constraint | Projected
2029 | North Island share of national demand | 0.61 | Percentage | Constraint | Projected
2030 | North Island share of national demand | 0.61 | Percentage | Constraint | Projected
2031 | North Island share of national demand | 0.61 | Percentage | Constraint | Projected
2032 | North Island share of national demand | 0.61 | Percentage | Constraint | Projected
2033 | North Island share of national demand | 0.61 | Percentage | Constraint | Projected
2034 | North Island share of national demand | 0.61 | Percentage | Constraint | Projected
2035 | North Island share of national demand | 0.61 | Percentage | Constraint | Projected
2036 | North Island share of national demand | 0.61 | Percentage | Constraint | Projected
2037 | North Island share of national demand | 0.61 | Percentage | Constraint | Projected
2038 | North Island share of national demand | 0.61 | Percentage | Constraint | Projected
2039 | North Island share of national demand | 0.61 | Percentage | Constraint | Projected
2040 | North Island share of national demand | 0.61 | Percentage | Constraint | Projected
2041 | North Island share of national demand | 0.61 | Percentage | Constraint | Projected
2042 | North Island share of national demand | 0.61 | Percentage | Constraint | Projected
2043 | North Island share of national demand | 0.61 | Percentage | Constraint | Projected
2044 | North Island share of national demand | 0.61 | Percentage | Constraint | Projected
2045 | North Island share of national demand | 0.61 | Percentage | Constraint | Projected
2046 | North Island share of national demand | 0.61 | Percentage | Constraint | Projected
2047 | North Island share of national demand | 0.61 | Percentage | Constraint | Projected
2048 | North Island share of national demand | 0.61 | Percentage | Constraint | Projected
2049 | North Island share of national demand | 0.61 | Percentage | Constraint | Projected
2050 | North Island share of national demand | 0.61 | Percentage | Constraint | Projected
2024 | South Island share of national demand | 0.39 | Percentage | Constraint | Projected
2025 | South Island share of national demand | 0.39 | Percentage | Constraint | Projected
2026 | South Island share of national demand | 0.39 | Percentage | Constraint | Projected
2027 | South Island share of national demand | 0.39 | Percentage | Constraint | Projected
2028 | South Island share of national demand | 0.39 | Percentage | Constraint | Projected
2029 | South Island share of national demand | 0.39 | Percentage | Constraint | Projected
2030 | South Island share of national demand | 0.39 | Percentage | Constraint | Projected
2031 | South Island share of national demand | 0.39 | Percentage | Constraint | Projected
2032 | South Island share of national demand | 0.39 | Percentage | Constraint | Projected
2033 | South Island share of national demand | 0.39 | Percentage | Constraint | Projected
2034 | South Island share of national demand | 0.39 | Percentage | Constraint | Projected
2035 | South Island share of national demand | 0.39 | Percentage | Constraint | Projected
2036 | South Island share of national demand | 0.39 | Percentage | Constraint | Projected
2037 | South Island share of national demand | 0.39 | Percentage | Constraint | Projected
2038 | South Island share of national demand | 0.39 | Percentage | Constraint | Projected
2039 | South Island share of national demand | 0.39 | Percentage | Constraint | Projected
2040 | South Island share of national demand | 0.39 | Percentage | Constraint | Projected
2041 | South Island share of national demand | 0.39 | Percentage | Constraint | Projected
2042 | South Island share of national demand | 0.39 | Percentage | Constraint | Projected
2043 | South Island share of national demand | 0.39 | Percentage | Constraint | Projected
2044 | South Island share of national demand | 0.39 | Percentage | Constraint | Projected
2045 | South Island share of national demand | 0.39 | Percentage | Constraint | Projected
2046 | South Island share of national demand | 0.39 | Percentage | Constraint | Projected
2047 | South Island share of national demand | 0.39 | Percentage | Constraint | Projected
2048 | South Island share of national demand | 0.39 | Percentage | Constraint | Projected
2049 | South Island share of national demand | 0.39 | Percentage | Constraint | Projected
2050 | South Island share of national demand | 0.39 | Percentage | Constraint | Projected
2024 | North Island share of national demand | 0.61 | Percentage | Innovation | Projected
2025 | North Island share of national demand | 0.608 | Percentage | Innovation | Projected
2026 | North Island share of national demand | 0.606 | Percentage | Innovation | Projected
2027 | North Island share of national demand | 0.604 | Percentage | Innovation | Projected
2028 | North Island share of national demand | 0.602 | Percentage | Innovation | Projected
2029 | North Island share of national demand | 0.6 | Percentage | Innovation | Projected
2030 | North Island share of national demand | 0.598 | Percentage | Innovation | Projected
2031 | North Island share of national demand | 0.596 | Percentage | Innovation | Projected
2032 | North Island share of national demand | 0.594 | Percentage | Innovation | Projected
2033 | North Island share of national demand | 0.592 | Percentage | Innovation | Projected
2034 | North Island share of national demand | 0.59 | Percentage | Innovation | Projected
2035 | North Island share of national demand | 0.588 | Percentage | Innovation | Projected
2036 | North Island share of national demand | 0.586 | Percentage | Innovation | Projected
2037 | North Island share of national demand | 0.584 | Percentage | Innovation | Projected
2038 | North Island share of national demand | 0.582 | Percentage | Innovation | Projected
2039 | North Island share of national demand | 0.58 | Percentage | Innovation | Projected
2040 | North Island share of national demand | 0.578 | Percentage | Innovation | Projected
2041 | North Island share of national demand | 0.576 | Percentage | Innovation | Projected
2042 | North Island share of national demand | 0.574 | Percentage | Innovation | Projected
2043 | North Island share of national demand | 0.572 | Percentage | Innovation | Projected
2044 | North Island share of national demand | 0.57 | Percentage | Innovation | Projected
2045 | North Island share of national demand | 0.568 | Percentage | Innovation | Projected
2046 | North Island share of national demand | 0.566 | Percentage | Innovation | Projected
2047 | North Island share of national demand | 0.564 | Percentage | Innovation | Projected
2048 | North Island share of national demand | 0.562 | Percentage | Innovation | Projected
2049 | North Island share of national demand | 0.56 | Percentage | Innovation | Projected
2050 | North Island share of national demand | 0.558 | Percentage | Innovation | Projected
2024 | South Island share of national demand | 0.39 | Percentage | Innovation | Projected
2025 | South Island share of national demand | 0.392 | Percentage | Innovation | Projected
2026 | South Island share of national demand | 0.394 | Percentage | Innovation | Projected
2027 | South Island share of national demand | 0.396 | Percentage | Innovation | Projected
2028 | South Island share of national demand | 0.398 | Percentage | Innovation | Projected
2029 | South Island share of national demand | 0.4 | Percentage | Innovation | Projected
2030 | South Island share of national demand | 0.402 | Percentage | Innovation | Projected
2031 | South Island share of national demand | 0.404 | Percentage | Innovation | Projected
2032 | South Island share of national demand | 0.406 | Percentage | Innovation | Projected
2033 | South Island share of national demand | 0.408 | Percentage | Innovation | Projected
2034 | South Island share of national demand | 0.41 | Percentage | Innovation | Projected
2035 | South Island share of national demand | 0.412 | Percentage | Innovation | Projected
2036 | South Island share of national demand | 0.414 | Percentage | Innovation | Projected
2037 | South Island share of national demand | 0.416 | Percentage | Innovation | Projected
2038 | South Island share of national demand | 0.418 | Percentage | Innovation | Projected
2039 | South Island share of national demand | 0.42 | Percentage | Innovation | Projected
2040 | South Island share of national demand | 0.422 | Percentage | Innovation | Projected
2041 | South Island share of national demand | 0.424 | Percentage | Innovation | Projected
2042 | South Island share of national demand | 0.426 | Percentage | Innovation | Projected
2043 | South Island share of national demand | 0.428 | Percentage | Innovation | Projected
2044 | South Island share of national demand | 0.43 | Percentage | Innovation | Projected
2045 | South Island share of national demand | 0.432 | Percentage | Innovation | Projected
2046 | South Island share of national demand | 0.434 | Percentage | Innovation | Projected
2047 | South Island share of national demand | 0.436 | Percentage | Innovation | Projected
2048 | South Island share of national demand | 0.438 | Percentage | Innovation | Projected
2049 | South Island share of national demand | 0.44 | Percentage | Innovation | Projected
2050 | South Island share of national demand | 0.442 | Percentage | Innovation | Projected
2024 | North Island share of national demand | 0.61 | Percentage | Environmental | Projected
2025 | North Island share of national demand | 0.61 | Percentage | Environmental | Projected
2026 | North Island share of national demand | 0.61 | Percentage | Environmental | Projected
2027 | North Island share of national demand | 0.61 | Percentage | Environmental | Projected
2028 | North Island share of national demand | 0.61 | Percentage | Environmental | Projected
2029 | North Island share of national demand | 0.61 | Percentage | Environmental | Projected
2030 | North Island share of national demand | 0.61 | Percentage | Environmental | Projected
2031 | North Island share of national demand | 0.61 | Percentage | Environmental | Projected
2032 | North Island share of national demand | 0.61 | Percentage | Environmental | Projected
2033 | North Island share of national demand | 0.61 | Percentage | Environmental | Projected
2034 | North Island share of national demand | 0.61 | Percentage | Environmental | Projected
2035 | North Island share of national demand | 0.61 | Percentage | Environmental | Projected
2036 | North Island share of national demand | 0.61 | Percentage | Environmental | Projected
2037 | North Island share of national demand | 0.61 | Percentage | Environmental | Projected
2038 | North Island share of national demand | 0.61 | Percentage | Environmental | Projected
2039 | North Island share of national demand | 0.61 | Percentage | Environmental | Projected
2040 | North Island share of national demand | 0.61 | Percentage | Environmental | Projected
2041 | North Island share of national demand | 0.61 | Percentage | Environmental | Projected
2042 | North Island share of national demand | 0.61 | Percentage | Environmental | Projected
2043 | North Island share of national demand | 0.61 | Percentage | Environmental | Projected
2044 | North Island share of national demand | 0.61 | Percentage | Environmental | Projected
2045 | North Island share of national demand | 0.61 | Percentage | Environmental | Projected
2046 | North Island share of national demand | 0.61 | Percentage | Environmental | Projected
2047 | North Island share of national demand | 0.61 | Percentage | Environmental | Projected
2048 | North Island share of national demand | 0.61 | Percentage | Environmental | Projected
2049 | North Island share of national demand | 0.61 | Percentage | Environmental | Projected
2050 | North Island share of national demand | 0.61 | Percentage | Environmental | Projected
2024 | South Island share of national demand | 0.39 | Percentage | Environmental | Projected
2025 | South Island share of national demand | 0.39 | Percentage | Environmental | Projected
2026 | South Island share of national demand | 0.39 | Percentage | Environmental | Projected
2027 | South Island share of national demand | 0.39 | Percentage | Environmental | Projected
2028 | South Island share of national demand | 0.39 | Percentage | Environmental | Projected
2029 | South Island share of national demand | 0.39 | Percentage | Environmental | Projected
2030 | South Island share of national demand | 0.39 | Percentage | Environmental | Projected
2031 | South Island share of national demand | 0.39 | Percentage | Environmental | Projected
2032 | South Island share of national demand | 0.39 | Percentage | Environmental | Projected
2033 | South Island share of national demand | 0.39 | Percentage | Environmental | Projected
2034 | South Island share of national demand | 0.39 | Percentage | Environmental | Projected
2035 | South Island share of national demand | 0.39 | Percentage | Environmental | Projected
2036 | South Island share of national demand | 0.39 | Percentage | Environmental | Projected
2037 | South Island share of national demand | 0.39 | Percentage | Environmental | Projected
2038 | South Island share of national demand | 0.39 | Percentage | Environmental | Projected
2039 | South Island share of national demand | 0.39 | Percentage | Environmental | Projected
2040 | South Island share of national demand | 0.39 | Percentage | Environmental | Projected
2041 | South Island share of national demand | 0.39 | Percentage | Environmental | Projected
2042 | South Island share of national demand | 0.39 | Percentage | Environmental | Projected
2043 | South Island share of national demand | 0.39 | Percentage | Environmental | Projected
2044 | South Island share of national demand | 0.39 | Percentage | Environmental | Projected
2045 | South Island share of national demand | 0.39 | Percentage | Environmental | Projected
2046 | South Island share of national demand | 0.39 | Percentage | Environmental | Projected
2047 | South Island share of national demand | 0.39 | Percentage | Environmental | Projected
2048 | South Island share of national demand | 0.39 | Percentage | Environmental | Projected
2049 | South Island share of national demand | 0.39 | Percentage | Environmental | Projected
2050 | South Island share of national demand | 0.39 | Percentage | Environmental | Projected

## Datacentres
TimePeriod | Variable | Scenario | Status | Unit | Value
2024 | Load capacity | Reference | Projected | MW | 50
2025 | Load capacity | Reference | Projected | MW | 101
2026 | Load capacity | Reference | Projected | MW | 113
2027 | Load capacity | Reference | Projected | MW | 183
2028 | Load capacity | Reference | Projected | MW | 183
2029 | Load capacity | Reference | Projected | MW | 233
2030 | Load capacity | Reference | Projected | MW | 233
2031 | Load capacity | Reference | Projected | MW | 233
2032 | Load capacity | Reference | Projected | MW | 233
2033 | Load capacity | Reference | Projected | MW | 233
2034 | Load capacity | Reference | Projected | MW | 233
2035 | Load capacity | Reference | Projected | MW | 233
2036 | Load capacity | Reference | Projected | MW | 233
2037 | Load capacity | Reference | Projected | MW | 233
2038 | Load capacity | Reference | Projected | MW | 233
2039 | Load capacity | Reference | Projected | MW | 233
2040 | Load capacity | Reference | Projected | MW | 233
2041 | Load capacity | Reference | Projected | MW | 233
2042 | Load capacity | Reference | Projected | MW | 233
2043 | Load capacity | Reference | Projected | MW | 233
2044 | Load capacity | Reference | Projected | MW | 233
2045 | Load capacity | Reference | Projected | MW | 233
2046 | Load capacity | Reference | Projected | MW | 233
2047 | Load capacity | Reference | Projected | MW | 233
2048 | Load capacity | Reference | Projected | MW | 233
2049 | Load capacity | Reference | Projected | MW | 233
2050 | Load capacity | Reference | Projected | MW | 233
2024 | Load capacity | Growth | Projected | MW | 50
2025 | Load capacity | Growth | Projected | MW | 101
2026 | Load capacity | Growth | Projected | MW | 263
2027 | Load capacity | Growth | Projected | MW | 333
2028 | Load capacity | Growth | Projected | MW | 333
2029 | Load capacity | Growth | Projected | MW | 383
2030 | Load capacity | Growth | Projected | MW | 383
2031 | Load capacity | Growth | Projected | MW | 383
2032 | Load capacity | Growth | Projected | MW | 383
2033 | Load capacity | Growth | Projected | MW | 383
2034 | Load capacity | Growth | Projected | MW | 383
2035 | Load capacity | Growth | Projected | MW | 383
2036 | Load capacity | Growth | Projected | MW | 383
2037 | Load capacity | Growth | Projected | MW | 383
2038 | Load capacity | Growth | Projected | MW | 383
2039 | Load capacity | Growth | Projected | MW | 383
2040 | Load capacity | Growth | Projected | MW | 383
2041 | Load capacity | Growth | Projected | MW | 383
2042 | Load capacity | Growth | Projected | MW | 383
2043 | Load capacity | Growth | Projected | MW | 383
2044 | Load capacity | Growth | Projected | MW | 383
2045 | Load capacity | Growth | Projected | MW | 383
2046 | Load capacity | Growth | Projected | MW | 383
2047 | Load capacity | Growth | Projected | MW | 383
2048 | Load capacity | Growth | Projected | MW | 383
2049 | Load capacity | Growth | Projected | MW | 383
2050 | Load capacity | Growth | Projected | MW | 383
2024 | Load capacity | Constraint | Projected | MW | 50
2025 | Load capacity | Constraint | Projected | MW | 101
2026 | Load capacity | Constraint | Projected | MW | 113
2027 | Load capacity | Constraint | Projected | MW | 113
2028 | Load capacity | Constraint | Projected | MW | 113
2029 | Load capacity | Constraint | Projected | MW | 113
2030 | Load capacity | Constraint | Projected | MW | 113
2031 | Load capacity | Constraint | Projected | MW | 113
2032 | Load capacity | Constraint | Projected | MW | 113
2033 | Load capacity | Constraint | Projected | MW | 113
2034 | Load capacity | Constraint | Projected | MW | 113
2035 | Load capacity | Constraint | Projected | MW | 113
2036 | Load capacity | Constraint | Projected | MW | 113
2037 | Load capacity | Constraint | Projected | MW | 113
2038 | Load capacity | Constraint | Projected | MW | 113
2039 | Load capacity | Constraint | Projected | MW | 113
2040 | Load capacity | Constraint | Projected | MW | 113
2041 | Load capacity | Constraint | Projected | MW | 113
2042 | Load capacity | Constraint | Projected | MW | 113
2043 | Load capacity | Constraint | Projected | MW | 113
2044 | Load capacity | Constraint | Projected | MW | 113
2045 | Load capacity | Constraint | Projected | MW | 113
2046 | Load capacity | Constraint | Projected | MW | 113
2047 | Load capacity | Constraint | Projected | MW | 113
2048 | Load capacity | Constraint | Projected | MW | 113
2049 | Load capacity | Constraint | Projected | MW | 113
2050 | Load capacity | Constraint | Projected | MW | 113
2024 | Load capacity | Innovation | Projected | MW | 50
2025 | Load capacity | Innovation | Projected | MW | 101
2026 | Load capacity | Innovation | Projected | MW | 263
2027 | Load capacity | Innovation | Projected | MW | 333
2028 | Load capacity | Innovation | Projected | MW | 333
2029 | Load capacity | Innovation | Projected | MW | 383
2030 | Load capacity | Innovation | Projected | MW | 483
2031 | Load capacity | Innovation | Projected | MW | 483
2032 | Load capacity | Innovation | Projected | MW | 483
2033 | Load capacity | Innovation | Projected | MW | 483
2034 | Load capacity | Innovation | Projected | MW | 483
2035 | Load capacity | Innovation | Projected | MW | 583
2036 | Load capacity | Innovation | Projected | MW | 583
2037 | Load capacity | Innovation | Projected | MW | 583
2038 | Load capacity | Innovation | Projected | MW | 583
2039 | Load capacity | Innovation | Projected | MW | 583
2040 | Load capacity | Innovation | Projected | MW | 583
2041 | Load capacity | Innovation | Projected | MW | 583
2042 | Load capacity | Innovation | Projected | MW | 583
2043 | Load capacity | Innovation | Projected | MW | 583
2044 | Load capacity | Innovation | Projected | MW | 583
2045 | Load capacity | Innovation | Projected | MW | 583
2046 | Load capacity | Innovation | Projected | MW | 583
2047 | Load capacity | Innovation | Projected | MW | 583
2048 | Load capacity | Innovation | Projected | MW | 583
2049 | Load capacity | Innovation | Projected | MW | 583
2050 | Load capacity | Innovation | Projected | MW | 583
2024 | Load capacity | Environmental | Projected | MW | 50
2025 | Load capacity | Environmental | Projected | MW | 101
2026 | Load capacity | Environmental | Projected | MW | 113
2027 | Load capacity | Environmental | Projected | MW | 183
2028 | Load capacity | Environmental | Projected | MW | 183
2029 | Load capacity | Environmental | Projected | MW | 233
2030 | Load capacity | Environmental | Projected | MW | 233
2031 | Load capacity | Environmental | Projected | MW | 233
2032 | Load capacity | Environmental | Projected | MW | 233
2033 | Load capacity | Environmental | Projected | MW | 233
2034 | Load capacity | Environmental | Projected | MW | 233
2035 | Load capacity | Environmental | Projected | MW | 233
2036 | Load capacity | Environmental | Projected | MW | 233
2037 | Load capacity | Environmental | Projected | MW | 233
2038 | Load capacity | Environmental | Projected | MW | 233
2039 | Load capacity | Environmental | Projected | MW | 233
2040 | Load capacity | Environmental | Projected | MW | 233
2041 | Load capacity | Environmental | Projected | MW | 233
2042 | Load capacity | Environmental | Projected | MW | 233
2043 | Load capacity | Environmental | Projected | MW | 233
2044 | Load capacity | Environmental | Projected | MW | 233
2045 | Load capacity | Environmental | Projected | MW | 233
2046 | Load capacity | Environmental | Projected | MW | 233
2047 | Load capacity | Environmental | Projected | MW | 233
2048 | Load capacity | Environmental | Projected | MW | 233
2049 | Load capacity | Environmental | Projected | MW | 233
2050 | Load capacity | Environmental | Projected | MW | 233
2024 | Electricity consumption | Reference | Projected | TWh | 0.394
2025 | Electricity consumption | Reference | Projected | TWh | 0.797
2026 | Electricity consumption | Reference | Projected | TWh | 0.892
2027 | Electricity consumption | Reference | Projected | TWh | 1.444
2028 | Electricity consumption | Reference | Projected | TWh | 1.444
2029 | Electricity consumption | Reference | Projected | TWh | 1.838
2030 | Electricity consumption | Reference | Projected | TWh | 1.838
2031 | Electricity consumption | Reference | Projected | TWh | 1.838
2032 | Electricity consumption | Reference | Projected | TWh | 1.838
2033 | Electricity consumption | Reference | Projected | TWh | 1.838
2034 | Electricity consumption | Reference | Projected | TWh | 1.838
2035 | Electricity consumption | Reference | Projected | TWh | 1.838
2036 | Electricity consumption | Reference | Projected | TWh | 1.838
2037 | Electricity consumption | Reference | Projected | TWh | 1.838
2038 | Electricity consumption | Reference | Projected | TWh | 1.838
2039 | Electricity consumption | Reference | Projected | TWh | 1.838
2040 | Electricity consumption | Reference | Projected | TWh | 1.838
2041 | Electricity consumption | Reference | Projected | TWh | 1.838
2042 | Electricity consumption | Reference | Projected | TWh | 1.838
2043 | Electricity consumption | Reference | Projected | TWh | 1.838
2044 | Electricity consumption | Reference | Projected | TWh | 1.838
2045 | Electricity consumption | Reference | Projected | TWh | 1.838
2046 | Electricity consumption | Reference | Projected | TWh | 1.838
2047 | Electricity consumption | Reference | Projected | TWh | 1.838
2048 | Electricity consumption | Reference | Projected | TWh | 1.838
2049 | Electricity consumption | Reference | Projected | TWh | 1.838
2050 | Electricity consumption | Reference | Projected | TWh | 1.838
2024 | Electricity consumption | Growth | Projected | TWh | 0.394
2025 | Electricity consumption | Growth | Projected | TWh | 0.797
2026 | Electricity consumption | Growth | Projected | TWh | 2.075
2027 | Electricity consumption | Growth | Projected | TWh | 2.627
2028 | Electricity consumption | Growth | Projected | TWh | 2.627
2029 | Electricity consumption | Growth | Projected | TWh | 3.022
2030 | Electricity consumption | Growth | Projected | TWh | 3.022
2031 | Electricity consumption | Growth | Projected | TWh | 3.022
2032 | Electricity consumption | Growth | Projected | TWh | 3.022
2033 | Electricity consumption | Growth | Projected | TWh | 3.022
2034 | Electricity consumption | Growth | Projected | TWh | 3.022
2035 | Electricity consumption | Growth | Projected | TWh | 3.022
2036 | Electricity consumption | Growth | Projected | TWh | 3.022
2037 | Electricity consumption | Growth | Projected | TWh | 3.022
2038 | Electricity consumption | Growth | Projected | TWh | 3.022
2039 | Electricity consumption | Growth | Projected | TWh | 3.022
2040 | Electricity consumption | Growth | Projected | TWh | 3.022
2041 | Electricity consumption | Growth | Projected | TWh | 3.022
2042 | Electricity consumption | Growth | Projected | TWh | 3.022
2043 | Electricity consumption | Growth | Projected | TWh | 3.022
2044 | Electricity consumption | Growth | Projected | TWh | 3.022
2045 | Electricity consumption | Growth | Projected | TWh | 3.022
2046 | Electricity consumption | Growth | Projected | TWh | 3.022
2047 | Electricity consumption | Growth | Projected | TWh | 3.022
2048 | Electricity consumption | Growth | Projected | TWh | 3.022
2049 | Electricity consumption | Growth | Projected | TWh | 3.022
2050 | Electricity consumption | Growth | Projected | TWh | 3.022
2024 | Electricity consumption | Constraint | Projected | TWh | 0.394
2025 | Electricity consumption | Constraint | Projected | TWh | 0.797
2026 | Electricity consumption | Constraint | Projected | TWh | 0.892
2027 | Electricity consumption | Constraint | Projected | TWh | 0.892
2028 | Electricity consumption | Constraint | Projected | TWh | 0.892
2029 | Electricity consumption | Constraint | Projected | TWh | 0.892
2030 | Electricity consumption | Constraint | Projected | TWh | 0.892
2031 | Electricity consumption | Constraint | Projected | TWh | 0.892
2032 | Electricity consumption | Constraint | Projected | TWh | 0.892
2033 | Electricity consumption | Constraint | Projected | TWh | 0.892
2034 | Electricity consumption | Constraint | Projected | TWh | 0.892
2035 | Electricity consumption | Constraint | Projected | TWh | 0.892
2036 | Electricity consumption | Constraint | Projected | TWh | 0.892
2037 | Electricity consumption | Constraint | Projected | TWh | 0.892
2038 | Electricity consumption | Constraint | Projected | TWh | 0.892
2039 | Electricity consumption | Constraint | Projected | TWh | 0.892
2040 | Electricity consumption | Constraint | Projected | TWh | 0.892
2041 | Electricity consumption | Constraint | Projected | TWh | 0.892
2042 | Electricity consumption | Constraint | Projected | TWh | 0.892
2043 | Electricity consumption | Constraint | Projected | TWh | 0.892
2044 | Electricity consumption | Constraint | Projected | TWh | 0.892
2045 | Electricity consumption | Constraint | Projected | TWh | 0.892
2046 | Electricity consumption | Constraint | Projected | TWh | 0.892
2047 | Electricity consumption | Constraint | Projected | TWh | 0.892
2048 | Electricity consumption | Constraint | Projected | TWh | 0.892
2049 | Electricity consumption | Constraint | Projected | TWh | 0.892
2050 | Electricity consumption | Constraint | Projected | TWh | 0.892
2024 | Electricity consumption | Innovation | Projected | TWh | 0.394
2025 | Electricity consumption | Innovation | Projected | TWh | 0.797
2026 | Electricity consumption | Innovation | Projected | TWh | 2.075
2027 | Electricity consumption | Innovation | Projected | TWh | 2.627
2028 | Electricity consumption | Innovation | Projected | TWh | 2.627
2029 | Electricity consumption | Innovation | Projected | TWh | 3.022
2030 | Electricity consumption | Innovation | Projected | TWh | 3.811
2031 | Electricity consumption | Innovation | Projected | TWh | 3.811
2032 | Electricity consumption | Innovation | Projected | TWh | 3.811
2033 | Electricity consumption | Innovation | Projected | TWh | 3.811
2034 | Electricity consumption | Innovation | Projected | TWh | 3.811
2035 | Electricity consumption | Innovation | Projected | TWh | 4.6
2036 | Electricity consumption | Innovation | Projected | TWh | 4.6
2037 | Electricity consumption | Innovation | Projected | TWh | 4.6
2038 | Electricity consumption | Innovation | Projected | TWh | 4.6
2039 | Electricity consumption | Innovation | Projected | TWh | 4.6
2040 | Electricity consumption | Innovation | Projected | TWh | 4.6
2041 | Electricity consumption | Innovation | Projected | TWh | 4.6
2042 | Electricity consumption | Innovation | Projected | TWh | 4.6
2043 | Electricity consumption | Innovation | Projected | TWh | 4.6
2044 | Electricity consumption | Innovation | Projected | TWh | 4.6
2045 | Electricity consumption | Innovation | Projected | TWh | 4.6
2046 | Electricity consumption | Innovation | Projected | TWh | 4.6
2047 | Electricity consumption | Innovation | Projected | TWh | 4.6
2048 | Electricity consumption | Innovation | Projected | TWh | 4.6
2049 | Electricity consumption | Innovation | Projected | TWh | 4.6
2050 | Electricity consumption | Innovation | Projected | TWh | 4.6
2024 | Electricity consumption | Environmental | Projected | TWh | 0.394
2025 | Electricity consumption | Environmental | Projected | TWh | 0.797
2026 | Electricity consumption | Environmental | Projected | TWh | 0.892
2027 | Electricity consumption | Environmental | Projected | TWh | 1.444
2028 | Electricity consumption | Environmental | Projected | TWh | 1.444
2029 | Electricity consumption | Environmental | Projected | TWh | 1.838
2030 | Electricity consumption | Environmental | Projected | TWh | 1.838
2031 | Electricity consumption | Environmental | Projected | TWh | 1.838
2032 | Electricity consumption | Environmental | Projected | TWh | 1.838
2033 | Electricity consumption | Environmental | Projected | TWh | 1.838
2034 | Electricity consumption | Environmental | Projected | TWh | 1.838
2035 | Electricity consumption | Environmental | Projected | TWh | 1.838
2036 | Electricity consumption | Environmental | Projected | TWh | 1.838
2037 | Electricity consumption | Environmental | Projected | TWh | 1.838
2038 | Electricity consumption | Environmental | Projected | TWh | 1.838
2039 | Electricity consumption | Environmental | Projected | TWh | 1.838
2040 | Electricity consumption | Environmental | Projected | TWh | 1.838
2041 | Electricity consumption | Environmental | Projected | TWh | 1.838
2042 | Electricity consumption | Environmental | Projected | TWh | 1.838
2043 | Electricity consumption | Environmental | Projected | TWh | 1.838
2044 | Electricity consumption | Environmental | Projected | TWh | 1.838
2045 | Electricity consumption | Environmental | Projected | TWh | 1.838
2046 | Electricity consumption | Environmental | Projected | TWh | 1.838
2047 | Electricity consumption | Environmental | Projected | TWh | 1.838
2048 | Electricity consumption | Environmental | Projected | TWh | 1.838
2049 | Electricity consumption | Environmental | Projected | TWh | 1.838
2050 | Electricity consumption | Environmental | Projected | TWh | 1.838

## Distributed solar PV
TimePeriod | Variable | Scenario | Sector | Unit | Value
2013 | Total ICPs | Constraint | Commercial | Number | 83
2013 | Total ICPs | Constraint | Industrial | Number | 80
2013 | Total ICPs | Constraint | Residential | Number | 2122
2013 | Total ICPs | Environmental | Commercial | Number | 83
2013 | Total ICPs | Environmental | Industrial | Number | 80
2013 | Total ICPs | Environmental | Residential | Number | 2122
2013 | Total ICPs | Growth | Commercial | Number | 83
2013 | Total ICPs | Growth | Industrial | Number | 80
2013 | Total ICPs | Growth | Residential | Number | 2122
2013 | Total ICPs | Innovation | Commercial | Number | 83
2013 | Total ICPs | Innovation | Industrial | Number | 80
2013 | Total ICPs | Innovation | Residential | Number | 2122
2013 | Total ICPs | Reference | Commercial | Number | 83
2013 | Total ICPs | Reference | Industrial | Number | 80
2013 | Total ICPs | Reference | Residential | Number | 2122
2013 | Total capacity | Constraint | Commercial | MW | 0.481
2013 | Total capacity | Constraint | Industrial | MW | 0.651
2013 | Total capacity | Constraint | Residential | MW | 7.452
2013 | Total capacity | Environmental | Commercial | MW | 0.481
2013 | Total capacity | Environmental | Industrial | MW | 0.651
2013 | Total capacity | Environmental | Residential | MW | 7.452
2013 | Total capacity | Growth | Commercial | MW | 0.481
2013 | Total capacity | Growth | Industrial | MW | 0.651
2013 | Total capacity | Growth | Residential | MW | 7.452
2013 | Total capacity | Innovation | Commercial | MW | 0.481
2013 | Total capacity | Innovation | Industrial | MW | 0.651
2013 | Total capacity | Innovation | Residential | MW | 7.452
2013 | Total capacity | Reference | Commercial | MW | 0.481
2013 | Total capacity | Reference | Industrial | MW | 0.651
2013 | Total capacity | Reference | Residential | MW | 7.452
2014 | Total ICPs | Constraint | Commercial | Number | 177
2014 | Total ICPs | Constraint | Industrial | Number | 158
2014 | Total ICPs | Constraint | Residential | Number | 5184
2014 | Total ICPs | Environmental | Commercial | Number | 177
2014 | Total ICPs | Environmental | Industrial | Number | 158
2014 | Total ICPs | Environmental | Residential | Number | 5184
2014 | Total ICPs | Growth | Commercial | Number | 177
2014 | Total ICPs | Growth | Industrial | Number | 158
2014 | Total ICPs | Growth | Residential | Number | 5184
2014 | Total ICPs | Innovation | Commercial | Number | 177
2014 | Total ICPs | Innovation | Industrial | Number | 158
2014 | Total ICPs | Innovation | Residential | Number | 5184
2014 | Total ICPs | Reference | Commercial | Number | 177
2014 | Total ICPs | Reference | Industrial | Number | 158
2014 | Total ICPs | Reference | Residential | Number | 5184
2014 | Total capacity | Constraint | Commercial | MW | 1.771
2014 | Total capacity | Constraint | Industrial | MW | 1.642
2014 | Total capacity | Constraint | Residential | MW | 18.632
2014 | Total capacity | Environmental | Commercial | MW | 1.771
2014 | Total capacity | Environmental | Industrial | MW | 1.642
2014 | Total capacity | Environmental | Residential | MW | 18.632
2014 | Total capacity | Growth | Commercial | MW | 1.771
2014 | Total capacity | Growth | Industrial | MW | 1.642
2014 | Total capacity | Growth | Residential | MW | 18.632
2014 | Total capacity | Innovation | Commercial | MW | 1.771
2014 | Total capacity | Innovation | Industrial | MW | 1.642
2014 | Total capacity | Innovation | Residential | MW | 18.632
2014 | Total capacity | Reference | Commercial | MW | 1.771
2014 | Total capacity | Reference | Industrial | MW | 1.642
2014 | Total capacity | Reference | Residential | MW | 18.632
2015 | Total ICPs | Constraint | Commercial | Number | 291
2015 | Total ICPs | Constraint | Industrial | Number | 257
2015 | Total ICPs | Constraint | Residential | Number | 8966
2015 | Total ICPs | Environmental | Commercial | Number | 291
2015 | Total ICPs | Environmental | Industrial | Number | 257
2015 | Total ICPs | Environmental | Residential | Number | 8966
2015 | Total ICPs | Growth | Commercial | Number | 291
2015 | Total ICPs | Growth | Industrial | Number | 257
2015 | Total ICPs | Growth | Residential | Number | 8966
2015 | Total ICPs | Innovation | Commercial | Number | 291
2015 | Total ICPs | Innovation | Industrial | Number | 257
2015 | Total ICPs | Innovation | Residential | Number | 8966
2015 | Total ICPs | Reference | Commercial | Number | 291
2015 | Total ICPs | Reference | Industrial | Number | 257
2015 | Total ICPs | Reference | Residential | Number | 8966
2015 | Total capacity | Constraint | Commercial | MW | 2.846
2015 | Total capacity | Constraint | Industrial | MW | 2.817
2015 | Total capacity | Constraint | Residential | MW | 31.586
2015 | Total capacity | Environmental | Commercial | MW | 2.846
2015 | Total capacity | Environmental | Industrial | MW | 2.817
2015 | Total capacity | Environmental | Residential | MW | 31.586
2015 | Total capacity | Growth | Commercial | MW | 2.846
2015 | Total capacity | Growth | Industrial | MW | 2.817
2015 | Total capacity | Growth | Residential | MW | 31.586
2015 | Total capacity | Innovation | Commercial | MW | 2.846
2015 | Total capacity | Innovation | Industrial | MW | 2.817
2015 | Total capacity | Innovation | Residential | MW | 31.586
2015 | Total capacity | Reference | Commercial | MW | 2.846
2015 | Total capacity | Reference | Industrial | MW | 2.817
2015 | Total capacity | Reference | Residential | MW | 31.586
2016 | Total ICPs | Constraint | Commercial | Number | 413
2016 | Total ICPs | Constraint | Industrial | Number | 348
2016 | Total ICPs | Constraint | Residential | Number | 13007
2016 | Total ICPs | Environmental | Commercial | Number | 413
2016 | Total ICPs | Environmental | Industrial | Number | 348
2016 | Total ICPs | Environmental | Residential | Number | 13007
2016 | Total ICPs | Growth | Commercial | Number | 413
2016 | Total ICPs | Growth | Industrial | Number | 348
2016 | Total ICPs | Growth | Residential | Number | 13007
2016 | Total ICPs | Innovation | Commercial | Number | 413
2016 | Total ICPs | Innovation | Industrial | Number | 348
2016 | Total ICPs | Innovation | Residential | Number | 13007
2016 | Total ICPs | Reference | Commercial | Number | 413
2016 | Total ICPs | Reference | Industrial | Number | 348
2016 | Total ICPs | Reference | Residential | Number | 13007
2016 | Total capacity | Constraint | Commercial | MW | 3.932
2016 | Total capacity | Constraint | Industrial | MW | 4.119
2016 | Total capacity | Constraint | Residential | MW | 45.007
2016 | Total capacity | Environmental | Commercial | MW | 3.932
2016 | Total capacity | Environmental | Industrial | MW | 4.119
2016 | Total capacity | Environmental | Residential | MW | 45.007
2016 | Total capacity | Growth | Commercial | MW | 3.932
2016 | Total capacity | Growth | Industrial | MW | 4.119
2016 | Total capacity | Growth | Residential | MW | 45.007
2016 | Total capacity | Innovation | Commercial | MW | 3.932
2016 | Total capacity | Innovation | Industrial | MW | 4.119
2016 | Total capacity | Innovation | Residential | MW | 45.007
2016 | Total capacity | Reference | Commercial | MW | 3.932
2016 | Total capacity | Reference | Industrial | MW | 4.119
2016 | Total capacity | Reference | Residential | MW | 45.007
2017 | Total ICPs | Constraint | Commercial | Number | 571
2017 | Total ICPs | Constraint | Industrial | Number | 428
2017 | Total ICPs | Constraint | Residential | Number | 17266
2017 | Total ICPs | Environmental | Commercial | Number | 571
2017 | Total ICPs | Environmental | Industrial | Number | 428
2017 | Total ICPs | Environmental | Residential | Number | 17266
2017 | Total ICPs | Growth | Commercial | Number | 571
2017 | Total ICPs | Growth | Industrial | Number | 428
2017 | Total ICPs | Growth | Residential | Number | 17266
2017 | Total ICPs | Innovation | Commercial | Number | 571
2017 | Total ICPs | Innovation | Industrial | Number | 428
2017 | Total ICPs | Innovation | Residential | Number | 17266
2017 | Total ICPs | Reference | Commercial | Number | 571
2017 | Total ICPs | Reference | Industrial | Number | 428
2017 | Total ICPs | Reference | Residential | Number | 17266
2017 | Total capacity | Constraint | Commercial | MW | 6.271
2017 | Total capacity | Constraint | Industrial | MW | 4.971
2017 | Total capacity | Constraint | Residential | MW | 59.377
2017 | Total capacity | Environmental | Commercial | MW | 6.271
2017 | Total capacity | Environmental | Industrial | MW | 4.971
2017 | Total capacity | Environmental | Residential | MW | 59.377
2017 | Total capacity | Growth | Commercial | MW | 6.271
2017 | Total capacity | Growth | Industrial | MW | 4.971
2017 | Total capacity | Growth | Residential | MW | 59.377
2017 | Total capacity | Innovation | Commercial | MW | 6.271
2017 | Total capacity | Innovation | Industrial | MW | 4.971
2017 | Total capacity | Innovation | Residential | MW | 59.377
2017 | Total capacity | Reference | Commercial | MW | 6.271
2017 | Total capacity | Reference | Industrial | MW | 4.971
2017 | Total capacity | Reference | Residential | MW | 59.377
2018 | Total ICPs | Constraint | Commercial | Number | 719
2018 | Total ICPs | Constraint | Industrial | Number | 521
2018 | Total ICPs | Constraint | Residential | Number | 21464
2018 | Total ICPs | Environmental | Commercial | Number | 719
2018 | Total ICPs | Environmental | Industrial | Number | 521
2018 | Total ICPs | Environmental | Residential | Number | 21464
2018 | Total ICPs | Growth | Commercial | Number | 719
2018 | Total ICPs | Growth | Industrial | Number | 521
2018 | Total ICPs | Growth | Residential | Number | 21464
2018 | Total ICPs | Innovation | Commercial | Number | 719
2018 | Total ICPs | Innovation | Industrial | Number | 521
2018 | Total ICPs | Innovation | Residential | Number | 21464
2018 | Total ICPs | Reference | Commercial | Number | 719
2018 | Total ICPs | Reference | Industrial | Number | 521
2018 | Total ICPs | Reference | Residential | Number | 21464
2018 | Total capacity | Constraint | Commercial | MW | 8.345
2018 | Total capacity | Constraint | Industrial | MW | 5.927
2018 | Total capacity | Constraint | Residential | MW | 77.033
2018 | Total capacity | Environmental | Commercial | MW | 8.345
2018 | Total capacity | Environmental | Industrial | MW | 5.927
2018 | Total capacity | Environmental | Residential | MW | 77.033
2018 | Total capacity | Growth | Commercial | MW | 8.345
2018 | Total capacity | Growth | Industrial | MW | 5.927
2018 | Total capacity | Growth | Residential | MW | 77.033
2018 | Total capacity | Innovation | Commercial | MW | 8.345
2018 | Total capacity | Innovation | Industrial | MW | 5.927
2018 | Total capacity | Innovation | Residential | MW | 77.033
2018 | Total capacity | Reference | Commercial | MW | 8.345
2018 | Total capacity | Reference | Industrial | MW | 5.927
2018 | Total capacity | Reference | Residential | MW | 77.033
2019 | Total ICPs | Constraint | Commercial | Number | 946
2019 | Total ICPs | Constraint | Industrial | Number | 617
2019 | Total ICPs | Constraint | Residential | Number | 24973
2019 | Total ICPs | Environmental | Commercial | Number | 946
2019 | Total ICPs | Environmental | Industrial | Number | 617
2019 | Total ICPs | Environmental | Residential | Number | 24973
2019 | Total ICPs | Growth | Commercial | Number | 946
2019 | Total ICPs | Growth | Industrial | Number | 617
2019 | Total ICPs | Growth | Residential | Number | 24973
2019 | Total ICPs | Innovation | Commercial | Number | 946
2019 | Total ICPs | Innovation | Industrial | Number | 617
2019 | Total ICPs | Innovation | Residential | Number | 24973
2019 | Total ICPs | Reference | Commercial | Number | 946
2019 | Total ICPs | Reference | Industrial | Number | 617
2019 | Total ICPs | Reference | Residential | Number | 24973
2019 | Total capacity | Constraint | Commercial | MW | 12.017
2019 | Total capacity | Constraint | Industrial | MW | 8.424
2019 | Total capacity | Constraint | Residential | MW | 94.092
2019 | Total capacity | Environmental | Commercial | MW | 12.017
2019 | Total capacity | Environmental | Industrial | MW | 8.424
2019 | Total capacity | Environmental | Residential | MW | 94.092
2019 | Total capacity | Growth | Commercial | MW | 12.017
2019 | Total capacity | Growth | Industrial | MW | 8.424
2019 | Total capacity | Growth | Residential | MW | 94.092
2019 | Total capacity | Innovation | Commercial | MW | 12.017
2019 | Total capacity | Innovation | Industrial | MW | 8.424
2019 | Total capacity | Innovation | Residential | MW | 94.092
2019 | Total capacity | Reference | Commercial | MW | 12.017
2019 | Total capacity | Reference | Industrial | MW | 8.424
2019 | Total capacity | Reference | Residential | MW | 94.092
2020 | Total ICPs | Constraint | Commercial | Number | 1258
2020 | Total ICPs | Constraint | Industrial | Number | 882
2020 | Total ICPs | Constraint | Residential | Number | 28658
2020 | Total ICPs | Environmental | Commercial | Number | 1258
2020 | Total ICPs | Environmental | Industrial | Number | 882
2020 | Total ICPs | Environmental | Residential | Number | 28658
2020 | Total ICPs | Growth | Commercial | Number | 1258
2020 | Total ICPs | Growth | Industrial | Number | 882
2020 | Total ICPs | Growth | Residential | Number | 28658
2020 | Total ICPs | Innovation | Commercial | Number | 1258
2020 | Total ICPs | Innovation | Industrial | Number | 882
2020 | Total ICPs | Innovation | Residential | Number | 28658
2020 | Total ICPs | Reference | Commercial | Number | 1258
2020 | Total ICPs | Reference | Industrial | Number | 882
2020 | Total ICPs | Reference | Residential | Number | 28658
2020 | Total capacity | Constraint | Commercial | MW | 18.258
2020 | Total capacity | Constraint | Industrial | MW | 14.439
2020 | Total capacity | Constraint | Residential | MW | 112.281
2020 | Total capacity | Environmental | Commercial | MW | 18.258
2020 | Total capacity | Environmental | Industrial | MW | 14.439
2020 | Total capacity | Environmental | Residential | MW | 112.281
2020 | Total capacity | Growth | Commercial | MW | 18.258
2020 | Total capacity | Growth | Industrial | MW | 14.439
2020 | Total capacity | Growth | Residential | MW | 112.281
2020 | Total capacity | Innovation | Commercial | MW | 18.258
2020 | Total capacity | Innovation | Industrial | MW | 14.439
2020 | Total capacity | Innovation | Residential | MW | 112.281
2020 | Total capacity | Reference | Commercial | MW | 18.258
2020 | Total capacity | Reference | Industrial | MW | 14.439
2020 | Total capacity | Reference | Residential | MW | 112.281
2021 | Total ICPs | Constraint | Commercial | Number | 1490
2021 | Total ICPs | Constraint | Industrial | Number | 1025
2021 | Total ICPs | Constraint | Residential | Number | 34536
2021 | Total ICPs | Environmental | Commercial | Number | 1490
2021 | Total ICPs | Environmental | Industrial | Number | 1025
2021 | Total ICPs | Environmental | Residential | Number | 34536
2021 | Total ICPs | Growth | Commercial | Number | 1490
2021 | Total ICPs | Growth | Industrial | Number | 1025
2021 | Total ICPs | Growth | Residential | Number | 34536
2021 | Total ICPs | Innovation | Commercial | Number | 1490
2021 | Total ICPs | Innovation | Industrial | Number | 1025
2021 | Total ICPs | Innovation | Residential | Number | 34536
2021 | Total ICPs | Reference | Commercial | Number | 1490
2021 | Total ICPs | Reference | Industrial | Number | 1025
2021 | Total ICPs | Reference | Residential | Number | 34536
2021 | Total capacity | Constraint | Commercial | MW | 25.312
2021 | Total capacity | Constraint | Industrial | MW | 21.575
2021 | Total capacity | Constraint | Residential | MW | 144.863
2021 | Total capacity | Environmental | Commercial | MW | 25.312
2021 | Total capacity | Environmental | Industrial | MW | 21.575
2021 | Total capacity | Environmental | Residential | MW | 144.863
2021 | Total capacity | Growth | Commercial | MW | 25.312
2021 | Total capacity | Growth | Industrial | MW | 21.575
2021 | Total capacity | Growth | Residential | MW | 144.863
2021 | Total capacity | Innovation | Commercial | MW | 25.312
2021 | Total capacity | Innovation | Industrial | MW | 21.575
2021 | Total capacity | Innovation | Residential | MW | 144.863
2021 | Total capacity | Reference | Commercial | MW | 25.312
2021 | Total capacity | Reference | Industrial | MW | 21.575
2021 | Total capacity | Reference | Residential | MW | 144.863
2022 | Total ICPs | Constraint | Commercial | Number | 1813
2022 | Total ICPs | Constraint | Industrial | Number | 1300
2022 | Total ICPs | Constraint | Residential | Number | 43082
2022 | Total ICPs | Environmental | Commercial | Number | 1813
2022 | Total ICPs | Environmental | Industrial | Number | 1300
2022 | Total ICPs | Environmental | Residential | Number | 43082
2022 | Total ICPs | Growth | Commercial | Number | 1813
2022 | Total ICPs | Growth | Industrial | Number | 1300
2022 | Total ICPs | Growth | Residential | Number | 43082
2022 | Total ICPs | Innovation | Commercial | Number | 1813
2022 | Total ICPs | Innovation | Industrial | Number | 1300
2022 | Total ICPs | Innovation | Residential | Number | 43082
2022 | Total ICPs | Reference | Commercial | Number | 1813
2022 | Total ICPs | Reference | Industrial | Number | 1300
2022 | Total ICPs | Reference | Residential | Number | 43082
2022 | Total capacity | Constraint | Commercial | MW | 33.906
2022 | Total capacity | Constraint | Industrial | MW | 33.834
2022 | Total capacity | Constraint | Residential | MW | 193.732
2022 | Total capacity | Environmental | Commercial | MW | 33.906
2022 | Total capacity | Environmental | Industrial | MW | 33.834
2022 | Total capacity | Environmental | Residential | MW | 193.732
2022 | Total capacity | Growth | Commercial | MW | 33.906
2022 | Total capacity | Growth | Industrial | MW | 33.834
2022 | Total capacity | Growth | Residential | MW | 193.732
2022 | Total capacity | Innovation | Commercial | MW | 33.906
2022 | Total capacity | Innovation | Industrial | MW | 33.834
2022 | Total capacity | Innovation | Residential | MW | 193.732
2022 | Total capacity | Reference | Commercial | MW | 33.906
2022 | Total capacity | Reference | Industrial | MW | 33.834
2022 | Total capacity | Reference | Residential | MW | 193.732
2023 | Total ICPs | Constraint | Commercial | Number | 2056
2023 | Total ICPs | Constraint | Industrial | Number | 1701
2023 | Total ICPs | Constraint | Residential | Number | 52586
2023 | Total ICPs | Environmental | Commercial | Number | 2056
2023 | Total ICPs | Environmental | Industrial | Number | 1701
2023 | Total ICPs | Environmental | Residential | Number | 52586
2023 | Total ICPs | Growth | Commercial | Number | 2056
2023 | Total ICPs | Growth | Industrial | Number | 1701
2023 | Total ICPs | Growth | Residential | Number | 52586
2023 | Total ICPs | Innovation | Commercial | Number | 2056
2023 | Total ICPs | Innovation | Industrial | Number | 1701
2023 | Total ICPs | Innovation | Residential | Number | 52586
2023 | Total ICPs | Reference | Commercial | Number | 2056
2023 | Total ICPs | Reference | Industrial | Number | 1701
2023 | Total ICPs | Reference | Residential | Number | 52586
2023 | Total capacity | Constraint | Commercial | MW | 45.183
2023 | Total capacity | Constraint | Industrial | MW | 52.049
2023 | Total capacity | Constraint | Residential | MW | 249.195
2023 | Total capacity | Environmental | Commercial | MW | 45.183
2023 | Total capacity | Environmental | Industrial | MW | 52.049
2023 | Total capacity | Environmental | Residential | MW | 249.195
2023 | Total capacity | Growth | Commercial | MW | 45.183
2023 | Total capacity | Growth | Industrial | MW | 52.049
2023 | Total capacity | Growth | Residential | MW | 249.195
2023 | Total capacity | Innovation | Commercial | MW | 45.183
2023 | Total capacity | Innovation | Industrial | MW | 52.049
2023 | Total capacity | Innovation | Residential | MW | 249.195
2023 | Total capacity | Reference | Commercial | MW | 45.183
2023 | Total capacity | Reference | Industrial | MW | 52.049
2023 | Total capacity | Reference | Residential | MW | 249.195
2024 | Annual generation from new connections | Constraint | Commercial | MWh | 11469.906
2024 | Annual generation from new connections | Constraint | Industrial | MWh | 10612.521
2024 | Annual generation from new connections | Constraint | Residential | MWh | 63590.4037
2024 | Annual generation from new connections | Environmental | Commercial | MWh | 11469.906
2024 | Annual generation from new connections | Environmental | Industrial | MWh | 10612.521
2024 | Annual generation from new connections | Environmental | Residential | MWh | 63590.4037
2024 | Annual generation from new connections | Growth | Commercial | MWh | 11469.906
2024 | Annual generation from new connections | Growth | Industrial | MWh | 10612.521
2024 | Annual generation from new connections | Growth | Residential | MWh | 63590.4037
2024 | Annual generation from new connections | Innovation | Commercial | MWh | 11469.906
2024 | Annual generation from new connections | Innovation | Industrial | MWh | 10612.521
2024 | Annual generation from new connections | Innovation | Residential | MWh | 63590.4037
2024 | Annual generation from new connections | Reference | Commercial | MWh | 11469.906
2024 | Annual generation from new connections | Reference | Industrial | MWh | 10612.521
2024 | Annual generation from new connections | Reference | Residential | MWh | 63590.4037
2024 | Cumulative new ICPs | Constraint | Commercial | Number | 413
2024 | Cumulative new ICPs | Constraint | Industrial | Number | 342
2024 | Cumulative new ICPs | Constraint | Residential | Number | 10519
2024 | Cumulative new ICPs | Environmental | Commercial | Number | 413
2024 | Cumulative new ICPs | Environmental | Industrial | Number | 342
2024 | Cumulative new ICPs | Environmental | Residential | Number | 10519
2024 | Cumulative new ICPs | Growth | Commercial | Number | 413
2024 | Cumulative new ICPs | Growth | Industrial | Number | 342
2024 | Cumulative new ICPs | Growth | Residential | Number | 10519
2024 | Cumulative new ICPs | Innovation | Commercial | Number | 413
2024 | Cumulative new ICPs | Innovation | Industrial | Number | 342
2024 | Cumulative new ICPs | Innovation | Residential | Number | 10519
2024 | Cumulative new ICPs | Reference | Commercial | Number | 413
2024 | Cumulative new ICPs | Reference | Industrial | Number | 342
2024 | Cumulative new ICPs | Reference | Residential | Number | 10519
2024 | Cumulative new capacity | Constraint | Commercial | MW | 9.03
2024 | Cumulative new capacity | Constraint | Industrial | MW | 8.355
2024 | Cumulative new capacity | Constraint | Residential | MW | 50.0633
2024 | Cumulative new capacity | Environmental | Commercial | MW | 9.03
2024 | Cumulative new capacity | Environmental | Industrial | MW | 8.355
2024 | Cumulative new capacity | Environmental | Residential | MW | 50.0633
2024 | Cumulative new capacity | Growth | Commercial | MW | 9.03
2024 | Cumulative new capacity | Growth | Industrial | MW | 8.355
2024 | Cumulative new capacity | Growth | Residential | MW | 50.0633
2024 | Cumulative new capacity | Innovation | Commercial | MW | 9.03
2024 | Cumulative new capacity | Innovation | Industrial | MW | 8.355
2024 | Cumulative new capacity | Innovation | Residential | MW | 50.0633
2024 | Cumulative new capacity | Reference | Commercial | MW | 9.03
2024 | Cumulative new capacity | Reference | Industrial | MW | 8.355
2024 | Cumulative new capacity | Reference | Residential | MW | 50.0633
2024 | Total ICPs | Constraint | Commercial | Number | 2469
2024 | Total ICPs | Constraint | Industrial | Number | 2043
2024 | Total ICPs | Constraint | Residential | Number | 63105
2024 | Total ICPs | Environmental | Commercial | Number | 2469
2024 | Total ICPs | Environmental | Industrial | Number | 2043
2024 | Total ICPs | Environmental | Residential | Number | 63105
2024 | Total ICPs | Growth | Commercial | Number | 2469
2024 | Total ICPs | Growth | Industrial | Number | 2043
2024 | Total ICPs | Growth | Residential | Number | 63105
2024 | Total ICPs | Innovation | Commercial | Number | 2469
2024 | Total ICPs | Innovation | Industrial | Number | 2043
2024 | Total ICPs | Innovation | Residential | Number | 63105
2024 | Total ICPs | Reference | Commercial | Number | 2469
2024 | Total ICPs | Reference | Industrial | Number | 2043
2024 | Total ICPs | Reference | Residential | Number | 63105
2024 | Total capacity | Constraint | Commercial | MW | 54.213
2024 | Total capacity | Constraint | Industrial | MW | 60.404
2024 | Total capacity | Constraint | Residential | MW | 299.2583
2024 | Total capacity | Environmental | Commercial | MW | 54.213
2024 | Total capacity | Environmental | Industrial | MW | 60.404
2024 | Total capacity | Environmental | Residential | MW | 299.2583
2024 | Total capacity | Growth | Commercial | MW | 54.213
2024 | Total capacity | Growth | Industrial | MW | 60.404
2024 | Total capacity | Growth | Residential | MW | 299.2583
2024 | Total capacity | Innovation | Commercial | MW | 54.213
2024 | Total capacity | Innovation | Industrial | MW | 60.404
2024 | Total capacity | Innovation | Residential | MW | 299.2583
2024 | Total capacity | Reference | Commercial | MW | 54.213
2024 | Total capacity | Reference | Industrial | MW | 60.404
2024 | Total capacity | Reference | Residential | MW | 299.2583
2025 | Annual generation from new connections | Constraint | Commercial | MWh | 23079.534
2025 | Annual generation from new connections | Constraint | Industrial | MWh | 21275.85
2025 | Annual generation from new connections | Constraint | Residential | MWh | 128437.7972
2025 | Annual generation from new connections | Environmental | Commercial | MWh | 23442.8112
2025 | Annual generation from new connections | Environmental | Industrial | MWh | 21593.4
2025 | Annual generation from new connections | Environmental | Residential | MWh | 131623.5859
2025 | Annual generation from new connections | Growth | Commercial | MWh | 23358.978
2025 | Annual generation from new connections | Growth | Industrial | MWh | 21498.135
2025 | Annual generation from new connections | Growth | Residential | MWh | 130347.67
2025 | Annual generation from new connections | Innovation | Commercial | MWh | 23442.8112
2025 | Annual generation from new connections | Innovation | Industrial | MWh | 21593.4
2025 | Annual generation from new connections | Innovation | Residential | MWh | 131623.5859
2025 | Annual generation from new connections | Reference | Commercial | MWh | 23247.2004
2025 | Annual generation from new connections | Reference | Industrial | MWh | 21402.87
2025 | Annual generation from new connections | Reference | Residential | MWh | 129712.697
2025 | Cumulative new ICPs | Constraint | Commercial | Number | 831
2025 | Cumulative new ICPs | Constraint | Industrial | Number | 685
2025 | Cumulative new ICPs | Constraint | Residential | Number | 21246
2025 | Cumulative new ICPs | Environmental | Commercial | Number | 844
2025 | Cumulative new ICPs | Environmental | Industrial | Number | 695
2025 | Cumulative new ICPs | Environmental | Residential | Number | 21773
2025 | Cumulative new ICPs | Growth | Commercial | Number | 841
2025 | Cumulative new ICPs | Growth | Industrial | Number | 692
2025 | Cumulative new ICPs | Growth | Residential | Number | 21562
2025 | Cumulative new ICPs | Innovation | Commercial | Number | 844
2025 | Cumulative new ICPs | Innovation | Industrial | Number | 695
2025 | Cumulative new ICPs | Innovation | Residential | Number | 21773
2025 | Cumulative new ICPs | Reference | Commercial | Number | 837
2025 | Cumulative new ICPs | Reference | Industrial | Number | 689
2025 | Cumulative new ICPs | Reference | Residential | Number | 21457
2025 | Cumulative new capacity | Constraint | Commercial | MW | 18.17
2025 | Cumulative new capacity | Constraint | Industrial | MW | 16.75
2025 | Cumulative new capacity | Constraint | Residential | MW | 101.1162
2025 | Cumulative new capacity | Environmental | Commercial | MW | 18.456
2025 | Cumulative new capacity | Environmental | Industrial | MW | 17
2025 | Cumulative new capacity | Environmental | Residential | MW | 103.6243
2025 | Cumulative new capacity | Growth | Commercial | MW | 18.39
2025 | Cumulative new capacity | Growth | Industrial | MW | 16.925
2025 | Cumulative new capacity | Growth | Residential | MW | 102.6198
2025 | Cumulative new capacity | Innovation | Commercial | MW | 18.456
2025 | Cumulative new capacity | Innovation | Industrial | MW | 17
2025 | Cumulative new capacity | Innovation | Residential | MW | 103.6243
2025 | Cumulative new capacity | Reference | Commercial | MW | 18.302
2025 | Cumulative new capacity | Reference | Industrial | MW | 16.85
2025 | Cumulative new capacity | Reference | Residential | MW | 102.1199
2025 | Total ICPs | Constraint | Commercial | Number | 2887
2025 | Total ICPs | Constraint | Industrial | Number | 2386
2025 | Total ICPs | Constraint | Residential | Number | 73832
2025 | Total ICPs | Environmental | Commercial | Number | 2900
2025 | Total ICPs | Environmental | Industrial | Number | 2396
2025 | Total ICPs | Environmental | Residential | Number | 74359
2025 | Total ICPs | Growth | Commercial | Number | 2897
2025 | Total ICPs | Growth | Industrial | Number | 2393
2025 | Total ICPs | Growth | Residential | Number | 74148
2025 | Total ICPs | Innovation | Commercial | Number | 2900
2025 | Total ICPs | Innovation | Industrial | Number | 2396
2025 | Total ICPs | Innovation | Residential | Number | 74359
2025 | Total ICPs | Reference | Commercial | Number | 2893
2025 | Total ICPs | Reference | Industrial | Number | 2390
2025 | Total ICPs | Reference | Residential | Number | 74043
2025 | Total capacity | Constraint | Commercial | MW | 63.353
2025 | Total capacity | Constraint | Industrial | MW | 68.799
2025 | Total capacity | Constraint | Residential | MW | 350.3112
2025 | Total capacity | Environmental | Commercial | MW | 63.639
2025 | Total capacity | Environmental | Industrial | MW | 69.049
2025 | Total capacity | Environmental | Residential | MW | 352.8193
2025 | Total capacity | Growth | Commercial | MW | 63.573
2025 | Total capacity | Growth | Industrial | MW | 68.974
2025 | Total capacity | Growth | Residential | MW | 351.8148
2025 | Total capacity | Innovation | Commercial | MW | 63.639
2025 | Total capacity | Innovation | Industrial | MW | 69.049
2025 | Total capacity | Innovation | Residential | MW | 352.8193
2025 | Total capacity | Reference | Commercial | MW | 63.485
2025 | Total capacity | Reference | Industrial | MW | 68.899
2025 | Total capacity | Reference | Residential | MW | 351.3149
2026 | Annual generation from new connections | Constraint | Commercial | MWh | 34139.1654
2026 | Annual generation from new connections | Constraint | Industrial | MWh | 31431.099
2026 | Annual generation from new connections | Constraint | Residential | MWh | 190927.4456
2026 | Annual generation from new connections | Environmental | Commercial | MWh | 35527.494
2026 | Annual generation from new connections | Environmental | Industrial | MWh | 32523.471
2026 | Annual generation from new connections | Environmental | Residential | MWh | 202044.363
2026 | Annual generation from new connections | Growth | Commercial | MWh | 35136.2724
2026 | Annual generation from new connections | Growth | Industrial | MWh | 32174.166
2026 | Annual generation from new connections | Growth | Residential | MWh | 197582.6585
2026 | Annual generation from new connections | Innovation | Commercial | MWh | 35527.494
2026 | Annual generation from new connections | Innovation | Industrial | MWh | 32523.471
2026 | Annual generation from new connections | Innovation | Residential | MWh | 202044.363
2026 | Annual generation from new connections | Reference | Commercial | MWh | 34745.0508
2026 | Annual generation from new connections | Reference | Industrial | MWh | 31780.404
2026 | Annual generation from new connections | Reference | Residential | MWh | 195358.2842
2026 | Cumulative new ICPs | Constraint | Commercial | Number | 1229
2026 | Cumulative new ICPs | Constraint | Industrial | Number | 1012
2026 | Cumulative new ICPs | Constraint | Residential | Number | 31583
2026 | Cumulative new ICPs | Environmental | Commercial | Number | 1279
2026 | Cumulative new ICPs | Environmental | Industrial | Number | 1047
2026 | Cumulative new ICPs | Environmental | Residential | Number | 33422
2026 | Cumulative new ICPs | Growth | Commercial | Number | 1265
2026 | Cumulative new ICPs | Growth | Industrial | Number | 1036
2026 | Cumulative new ICPs | Growth | Residential | Number | 32684
2026 | Cumulative new ICPs | Innovation | Commercial | Number | 1279
2026 | Cumulative new ICPs | Innovation | Industrial | Number | 1047
2026 | Cumulative new ICPs | Innovation | Residential | Number | 33422
2026 | Cumulative new ICPs | Reference | Commercial | Number | 1251
2026 | Cumulative new ICPs | Reference | Industrial | Number | 1023
2026 | Cumulative new ICPs | Reference | Residential | Number | 32316
2026 | Cumulative new capacity | Constraint | Commercial | MW | 26.877
2026 | Cumulative new capacity | Constraint | Industrial | MW | 24.745
2026 | Cumulative new capacity | Constraint | Residential | MW | 150.3129
2026 | Cumulative new capacity | Environmental | Commercial | MW | 27.97
2026 | Cumulative new capacity | Environmental | Industrial | MW | 25.605
2026 | Cumulative new capacity | Environmental | Residential | MW | 159.065
2026 | Cumulative new capacity | Growth | Commercial | MW | 27.662
2026 | Cumulative new capacity | Growth | Industrial | MW | 25.33
2026 | Cumulative new capacity | Growth | Residential | MW | 155.5524
2026 | Cumulative new capacity | Innovation | Commercial | MW | 27.97
2026 | Cumulative new capacity | Innovation | Industrial | MW | 25.605
2026 | Cumulative new capacity | Innovation | Residential | MW | 159.065
2026 | Cumulative new capacity | Reference | Commercial | MW | 27.354
2026 | Cumulative new capacity | Reference | Industrial | MW | 25.02
2026 | Cumulative new capacity | Reference | Residential | MW | 153.8012
2026 | Total ICPs | Constraint | Commercial | Number | 3285
2026 | Total ICPs | Constraint | Industrial | Number | 2713
2026 | Total ICPs | Constraint | Residential | Number | 84169
2026 | Total ICPs | Environmental | Commercial | Number | 3335
2026 | Total ICPs | Environmental | Industrial | Number | 2748
2026 | Total ICPs | Environmental | Residential | Number | 86008
2026 | Total ICPs | Growth | Commercial | Number | 3321
2026 | Total ICPs | Growth | Industrial | Number | 2737
2026 | Total ICPs | Growth | Residential | Number | 85270
2026 | Total ICPs | Innovation | Commercial | Number | 3335
2026 | Total ICPs | Innovation | Industrial | Number | 2748
2026 | Total ICPs | Innovation | Residential | Number | 86008
2026 | Total ICPs | Reference | Commercial | Number | 3307
2026 | Total ICPs | Reference | Industrial | Number | 2724
2026 | Total ICPs | Reference | Residential | Number | 84902
2026 | Total capacity | Constraint | Commercial | MW | 72.06
2026 | Total capacity | Constraint | Industrial | MW | 76.794
2026 | Total capacity | Constraint | Residential | MW | 399.5079
2026 | Total capacity | Environmental | Commercial | MW | 73.153
2026 | Total capacity | Environmental | Industrial | MW | 77.654
2026 | Total capacity | Environmental | Residential | MW | 408.26
2026 | Total capacity | Growth | Commercial | MW | 72.845
2026 | Total capacity | Growth | Industrial | MW | 77.379
2026 | Total capacity | Growth | Residential | MW | 404.7474
2026 | Total capacity | Innovation | Commercial | MW | 73.153
2026 | Total capacity | Innovation | Industrial | MW | 77.654
2026 | Total capacity | Innovation | Residential | MW | 408.26
2026 | Total capacity | Reference | Commercial | MW | 72.537
2026 | Total capacity | Reference | Industrial | MW | 77.069
2026 | Total capacity | Reference | Residential | MW | 402.9962
2027 | Annual generation from new connections | Constraint | Commercial | MWh | 43941.2988
2027 | Annual generation from new connections | Constraint | Industrial | MWh | 40258.989
2027 | Annual generation from new connections | Constraint | Residential | MWh | 246893.2197
2027 | Annual generation from new connections | Environmental | Commercial | MWh | 47109.1776
2027 | Annual generation from new connections | Environmental | Industrial | MWh | 42773.985
2027 | Annual generation from new connections | Environmental | Residential | MWh | 272229.264
2027 | Annual generation from new connections | Growth | Commercial | MWh | 46195.9038
2027 | Annual generation from new connections | Growth | Industrial | MWh | 41935.653
2027 | Annual generation from new connections | Growth | Residential | MWh | 262019.0153
2027 | Annual generation from new connections | Innovation | Commercial | MWh | 47109.1776
2027 | Annual generation from new connections | Innovation | Industrial | MWh | 42773.985
2027 | Annual generation from new connections | Innovation | Residential | MWh | 272229.264
2027 | Annual generation from new connections | Reference | Commercial | MWh | 45301.683
2027 | Annual generation from new connections | Reference | Industrial | MWh | 41097.321
2027 | Annual generation from new connections | Reference | Residential | MWh | 256947.2338
2027 | Cumulative new ICPs | Constraint | Commercial | Number | 1582
2027 | Cumulative new ICPs | Constraint | Industrial | Number | 1296
2027 | Cumulative new ICPs | Constraint | Residential | Number | 40841
2027 | Cumulative new ICPs | Environmental | Commercial | Number | 1696
2027 | Cumulative new ICPs | Environmental | Industrial | Number | 1377
2027 | Cumulative new ICPs | Environmental | Residential | Number | 45032
2027 | Cumulative new ICPs | Growth | Commercial | Number | 1663
2027 | Cumulative new ICPs | Growth | Industrial | Number | 1350
2027 | Cumulative new ICPs | Growth | Residential | Number | 43343
2027 | Cumulative new ICPs | Innovation | Commercial | Number | 1696
2027 | Cumulative new ICPs | Innovation | Industrial | Number | 1377
2027 | Cumulative new ICPs | Innovation | Residential | Number | 45032
2027 | Cumulative new ICPs | Reference | Commercial | Number | 1631
2027 | Cumulative new ICPs | Reference | Industrial | Number | 1323
2027 | Cumulative new ICPs | Reference | Residential | Number | 42504
2027 | Cumulative new capacity | Constraint | Commercial | MW | 34.594
2027 | Cumulative new capacity | Constraint | Industrial | MW | 31.695
2027 | Cumulative new capacity | Constraint | Residential | MW | 194.3735
2027 | Cumulative new capacity | Environmental | Commercial | MW | 37.088
2027 | Cumulative new capacity | Environmental | Industrial | MW | 33.675
2027 | Cumulative new capacity | Environmental | Residential | MW | 214.32
2027 | Cumulative new capacity | Growth | Commercial | MW | 36.369
2027 | Cumulative new capacity | Growth | Industrial | MW | 33.015
2027 | Cumulative new capacity | Growth | Residential | MW | 206.2817
2027 | Cumulative new capacity | Innovation | Commercial | MW | 37.088
2027 | Cumulative new capacity | Innovation | Industrial | MW | 33.675
2027 | Cumulative new capacity | Innovation | Residential | MW | 214.32
2027 | Cumulative new capacity | Reference | Commercial | MW | 35.665
2027 | Cumulative new capacity | Reference | Industrial | MW | 32.355
2027 | Cumulative new capacity | Reference | Residential | MW | 202.2888
2027 | Total ICPs | Constraint | Commercial | Number | 3638
2027 | Total ICPs | Constraint | Industrial | Number | 2997
2027 | Total ICPs | Constraint | Residential | Number | 93427
2027 | Total ICPs | Environmental | Commercial | Number | 3752
2027 | Total ICPs | Environmental | Industrial | Number | 3078
2027 | Total ICPs | Environmental | Residential | Number | 97618
2027 | Total ICPs | Growth | Commercial | Number | 3719
2027 | Total ICPs | Growth | Industrial | Number | 3051
2027 | Total ICPs | Growth | Residential | Number | 95929
2027 | Total ICPs | Innovation | Commercial | Number | 3752
2027 | Total ICPs | Innovation | Industrial | Number | 3078
2027 | Total ICPs | Innovation | Residential | Number | 97618
2027 | Total ICPs | Reference | Commercial | Number | 3687
2027 | Total ICPs | Reference | Industrial | Number | 3024
2027 | Total ICPs | Reference | Residential | Number | 95090
2027 | Total capacity | Constraint | Commercial | MW | 79.777
2027 | Total capacity | Constraint | Industrial | MW | 83.744
2027 | Total capacity | Constraint | Residential | MW | 443.5685
2027 | Total capacity | Environmental | Commercial | MW | 82.271
2027 | Total capacity | Environmental | Industrial | MW | 85.724
2027 | Total capacity | Environmental | Residential | MW | 463.515
2027 | Total capacity | Growth | Commercial | MW | 81.552
2027 | Total capacity | Growth | Industrial | MW | 85.064
2027 | Total capacity | Growth | Residential | MW | 455.4767
2027 | Total capacity | Innovation | Commercial | MW | 82.271
2027 | Total capacity | Innovation | Industrial | MW | 85.724
2027 | Total capacity | Innovation | Residential | MW | 463.515
2027 | Total capacity | Reference | Commercial | MW | 80.848
2027 | Total capacity | Reference | Industrial | MW | 84.404
2027 | Total capacity | Reference | Residential | MW | 451.4838
2028 | Annual generation from new connections | Constraint | Commercial | MWh | 51693.3294
2028 | Annual generation from new connections | Constraint | Industrial | MWh | 47092.665
2028 | Annual generation from new connections | Constraint | Residential | MWh | 292082.49
2028 | Annual generation from new connections | Environmental | Commercial | MWh | 57554.0322
2028 | Annual generation from new connections | Environmental | Industrial | MWh | 51665.385
2028 | Annual generation from new connections | Environmental | Residential | MWh | 339113.9314
2028 | Annual generation from new connections | Growth | Commercial | MWh | 55830.3708
2028 | Annual generation from new connections | Growth | Industrial | MWh | 50115.741
2028 | Annual generation from new connections | Growth | Residential | MWh | 320005.1696
2028 | Annual generation from new connections | Innovation | Commercial | MWh | 57554.0322
2028 | Annual generation from new connections | Innovation | Industrial | MWh | 51665.385
2028 | Annual generation from new connections | Innovation | Residential | MWh | 339113.9314
2028 | Annual generation from new connections | Reference | Commercial | MWh | 54162.5982
2028 | Annual generation from new connections | Reference | Industrial | MWh | 48578.799
2028 | Annual generation from new connections | Reference | Residential | MWh | 310598.0684
2028 | Cumulative new ICPs | Constraint | Commercial | Number | 1861
2028 | Cumulative new ICPs | Constraint | Industrial | Number | 1516
2028 | Cumulative new ICPs | Constraint | Residential | Number | 48316
2028 | Cumulative new ICPs | Environmental | Commercial | Number | 2072
2028 | Cumulative new ICPs | Environmental | Industrial | Number | 1663
2028 | Cumulative new ICPs | Environmental | Residential | Number | 56096
2028 | Cumulative new ICPs | Growth | Commercial | Number | 2010
2028 | Cumulative new ICPs | Growth | Industrial | Number | 1613
2028 | Cumulative new ICPs | Growth | Residential | Number | 52935
2028 | Cumulative new ICPs | Innovation | Commercial | Number | 2072
2028 | Cumulative new ICPs | Innovation | Industrial | Number | 1663
2028 | Cumulative new ICPs | Innovation | Residential | Number | 56096
2028 | Cumulative new ICPs | Reference | Commercial | Number | 1950
2028 | Cumulative new ICPs | Reference | Industrial | Number | 1564
2028 | Cumulative new ICPs | Reference | Residential | Number | 51379
2028 | Cumulative new capacity | Constraint | Commercial | MW | 40.697
2028 | Cumulative new capacity | Constraint | Industrial | MW | 37.075
2028 | Cumulative new capacity | Constraint | Residential | MW | 229.95
2028 | Cumulative new capacity | Environmental | Commercial | MW | 45.311
2028 | Cumulative new capacity | Environmental | Industrial | MW | 40.675
2028 | Cumulative new capacity | Environmental | Residential | MW | 266.9768
2028 | Cumulative new capacity | Growth | Commercial | MW | 43.954
2028 | Cumulative new capacity | Growth | Industrial | MW | 39.455
2028 | Cumulative new capacity | Growth | Residential | MW | 251.9329
2028 | Cumulative new capacity | Innovation | Commercial | MW | 45.311
2028 | Cumulative new capacity | Innovation | Industrial | MW | 40.675
2028 | Cumulative new capacity | Innovation | Residential | MW | 266.9768
2028 | Cumulative new capacity | Reference | Commercial | MW | 42.641
2028 | Cumulative new capacity | Reference | Industrial | MW | 38.245
2028 | Cumulative new capacity | Reference | Residential | MW | 244.5269
2028 | Total ICPs | Constraint | Commercial | Number | 3917
2028 | Total ICPs | Constraint | Industrial | Number | 3217
2028 | Total ICPs | Constraint | Residential | Number | 100902
2028 | Total ICPs | Environmental | Commercial | Number | 4128
2028 | Total ICPs | Environmental | Industrial | Number | 3364
2028 | Total ICPs | Environmental | Residential | Number | 108682
2028 | Total ICPs | Growth | Commercial | Number | 4066
2028 | Total ICPs | Growth | Industrial | Number | 3314
2028 | Total ICPs | Growth | Residential | Number | 105521
2028 | Total ICPs | Innovation | Commercial | Number | 4128
2028 | Total ICPs | Innovation | Industrial | Number | 3364
2028 | Total ICPs | Innovation | Residential | Number | 108682
2028 | Total ICPs | Reference | Commercial | Number | 4006
2028 | Total ICPs | Reference | Industrial | Number | 3265
2028 | Total ICPs | Reference | Residential | Number | 103965
2028 | Total capacity | Constraint | Commercial | MW | 85.88
2028 | Total capacity | Constraint | Industrial | MW | 89.124
2028 | Total capacity | Constraint | Residential | MW | 479.145
2028 | Total capacity | Environmental | Commercial | MW | 90.494
2028 | Total capacity | Environmental | Industrial | MW | 92.724
2028 | Total capacity | Environmental | Residential | MW | 516.1718
2028 | Total capacity | Growth | Commercial | MW | 89.137
2028 | Total capacity | Growth | Industrial | MW | 91.504
2028 | Total capacity | Growth | Residential | MW | 501.1279
2028 | Total capacity | Innovation | Commercial | MW | 90.494
2028 | Total capacity | Innovation | Industrial | MW | 92.724
2028 | Total capacity | Innovation | Residential | MW | 516.1718
2028 | Total capacity | Reference | Commercial | MW | 87.824
2028 | Total capacity | Reference | Industrial | MW | 90.294
2028 | Total capacity | Reference | Residential | MW | 493.7219
2029 | Annual generation from new connections | Constraint | Commercial | MWh | 56668.7028
2029 | Annual generation from new connections | Constraint | Industrial | MWh | 51252.57
2029 | Annual generation from new connections | Constraint | Residential | MWh | 322573.895
2029 | Annual generation from new connections | Environmental | Commercial | MWh | 66116.4504
2029 | Annual generation from new connections | Environmental | Industrial | MWh | 58626.081
2029 | Annual generation from new connections | Environmental | Residential | MWh | 399336.3997
2029 | Annual generation from new connections | Growth | Commercial | MWh | 63386.7906
2029 | Annual generation from new connections | Growth | Industrial | MWh | 56111.085
2029 | Annual generation from new connections | Growth | Residential | MWh | 367846.7445
2029 | Annual generation from new connections | Innovation | Commercial | MWh | 66116.4504
2029 | Annual generation from new connections | Innovation | Industrial | MWh | 58626.081
2029 | Annual generation from new connections | Innovation | Residential | MWh | 399336.3997
2029 | Annual generation from new connections | Reference | Commercial | MWh | 60666.0222
2029 | Annual generation from new connections | Reference | Industrial | MWh | 53659.599
2029 | Annual generation from new connections | Reference | Residential | MWh | 352503.9987
2029 | Cumulative new ICPs | Constraint | Commercial | Number | 2040
2029 | Cumulative new ICPs | Constraint | Industrial | Number | 1650
2029 | Cumulative new ICPs | Constraint | Residential | Number | 53360
2029 | Cumulative new ICPs | Environmental | Commercial | Number | 2380
2029 | Cumulative new ICPs | Environmental | Industrial | Number | 1887
2029 | Cumulative new ICPs | Environmental | Residential | Number | 66058
2029 | Cumulative new ICPs | Growth | Commercial | Number | 2282
2029 | Cumulative new ICPs | Growth | Industrial | Number | 1806
2029 | Cumulative new ICPs | Growth | Residential | Number | 60849
2029 | Cumulative new ICPs | Innovation | Commercial | Number | 2380
2029 | Cumulative new ICPs | Innovation | Industrial | Number | 1887
2029 | Cumulative new ICPs | Innovation | Residential | Number | 66058
2029 | Cumulative new ICPs | Reference | Commercial | Number | 2184
2029 | Cumulative new ICPs | Reference | Industrial | Number | 1727
2029 | Cumulative new ICPs | Reference | Residential | Number | 58311
2029 | Cumulative new capacity | Constraint | Commercial | MW | 44.614
2029 | Cumulative new capacity | Constraint | Industrial | MW | 40.35
2029 | Cumulative new capacity | Constraint | Residential | MW | 253.9552
2029 | Cumulative new capacity | Environmental | Commercial | MW | 52.052
2029 | Cumulative new capacity | Environmental | Industrial | MW | 46.155
2029 | Cumulative new capacity | Environmental | Residential | MW | 314.3886
2029 | Cumulative new capacity | Growth | Commercial | MW | 49.903
2029 | Cumulative new capacity | Growth | Industrial | MW | 44.175
2029 | Cumulative new capacity | Growth | Residential | MW | 289.5975
2029 | Cumulative new capacity | Innovation | Commercial | MW | 52.052
2029 | Cumulative new capacity | Innovation | Industrial | MW | 46.155
2029 | Cumulative new capacity | Innovation | Residential | MW | 314.3886
2029 | Cumulative new capacity | Reference | Commercial | MW | 47.761
2029 | Cumulative new capacity | Reference | Industrial | MW | 42.245
2029 | Cumulative new capacity | Reference | Residential | MW | 277.5185
2029 | Total ICPs | Constraint | Commercial | Number | 4096
2029 | Total ICPs | Constraint | Industrial | Number | 3351
2029 | Total ICPs | Constraint | Residential | Number | 105946
2029 | Total ICPs | Environmental | Commercial | Number | 4436
2029 | Total ICPs | Environmental | Industrial | Number | 3588
2029 | Total ICPs | Environmental | Residential | Number | 118644
2029 | Total ICPs | Growth | Commercial | Number | 4338
2029 | Total ICPs | Growth | Industrial | Number | 3507
2029 | Total ICPs | Growth | Residential | Number | 113435
2029 | Total ICPs | Innovation | Commercial | Number | 4436
2029 | Total ICPs | Innovation | Industrial | Number | 3588
2029 | Total ICPs | Innovation | Residential | Number | 118644
2029 | Total ICPs | Reference | Commercial | Number | 4240
2029 | Total ICPs | Reference | Industrial | Number | 3428
2029 | Total ICPs | Reference | Residential | Number | 110897
2029 | Total capacity | Constraint | Commercial | MW | 89.797
2029 | Total capacity | Constraint | Industrial | MW | 92.399
2029 | Total capacity | Constraint | Residential | MW | 503.1502
2029 | Total capacity | Environmental | Commercial | MW | 97.235
2029 | Total capacity | Environmental | Industrial | MW | 98.204
2029 | Total capacity | Environmental | Residential | MW | 563.5836
2029 | Total capacity | Growth | Commercial | MW | 95.086
2029 | Total capacity | Growth | Industrial | MW | 96.224
2029 | Total capacity | Growth | Residential | MW | 538.7925
2029 | Total capacity | Innovation | Commercial | MW | 97.235
2029 | Total capacity | Innovation | Industrial | MW | 98.204
2029 | Total capacity | Innovation | Residential | MW | 563.5836
2029 | Total capacity | Reference | Commercial | MW | 92.944
2029 | Total capacity | Reference | Industrial | MW | 94.294
2029 | Total capacity | Reference | Residential | MW | 526.7135
2030 | Annual generation from new connections | Constraint | Commercial | MWh | 58392.3642
2030 | Annual generation from new connections | Constraint | Industrial | MWh | 52281.432
2030 | Annual generation from new connections | Constraint | Residential | MWh | 335383.735
2030 | Annual generation from new connections | Environmental | Commercial | MWh | 72303.5946
2030 | Annual generation from new connections | Environmental | Industrial | MWh | 63103.536
2030 | Annual generation from new connections | Environmental | Residential | MWh | 449548.6759
2030 | Annual generation from new connections | Growth | Commercial | MWh | 68166.5532
2030 | Annual generation from new connections | Growth | Industrial | MWh | 59400.903
2030 | Annual generation from new connections | Growth | Residential | MWh | 402136.0475
2030 | Annual generation from new connections | Innovation | Commercial | MWh | 72303.5946
2030 | Annual generation from new connections | Innovation | Industrial | MWh | 63103.536
2030 | Annual generation from new connections | Innovation | Residential | MWh | 449548.6759
2030 | Annual generation from new connections | Reference | Commercial | MWh | 64169.2338
2030 | Annual generation from new connections | Reference | Industrial | MWh | 55793.535
2030 | Annual generation from new connections | Reference | Residential | MWh | 379313.9831
2030 | Cumulative new ICPs | Constraint | Commercial | Number | 2102
2030 | Cumulative new ICPs | Constraint | Industrial | Number | 1683
2030 | Cumulative new ICPs | Constraint | Residential | Number | 55479
2030 | Cumulative new ICPs | Environmental | Commercial | Number | 2603
2030 | Cumulative new ICPs | Environmental | Industrial | Number | 2031
2030 | Cumulative new ICPs | Environmental | Residential | Number | 74364
2030 | Cumulative new ICPs | Growth | Commercial | Number | 2454
2030 | Cumulative new ICPs | Growth | Industrial | Number | 1912
2030 | Cumulative new ICPs | Growth | Residential | Number | 66521
2030 | Cumulative new ICPs | Innovation | Commercial | Number | 2603
2030 | Cumulative new ICPs | Innovation | Industrial | Number | 2031
2030 | Cumulative new ICPs | Innovation | Residential | Number | 74364
2030 | Cumulative new ICPs | Reference | Commercial | Number | 2310
2030 | Cumulative new ICPs | Reference | Industrial | Number | 1796
2030 | Cumulative new ICPs | Reference | Residential | Number | 62746
2030 | Cumulative new capacity | Constraint | Commercial | MW | 45.971
2030 | Cumulative new capacity | Constraint | Industrial | MW | 41.16
2030 | Cumulative new capacity | Constraint | Residential | MW | 264.0401
2030 | Cumulative new capacity | Environmental | Commercial | MW | 56.923
2030 | Cumulative new capacity | Environmental | Industrial | MW | 49.68
2030 | Cumulative new capacity | Environmental | Residential | MW | 353.9196
2030 | Cumulative new capacity | Growth | Commercial | MW | 53.666
2030 | Cumulative new capacity | Growth | Industrial | MW | 46.765
2030 | Cumulative new capacity | Growth | Residential | MW | 316.5927
2030 | Cumulative new capacity | Innovation | Commercial | MW | 56.923
2030 | Cumulative new capacity | Innovation | Industrial | MW | 49.68
2030 | Cumulative new capacity | Innovation | Residential | MW | 353.9196
2030 | Cumulative new capacity | Reference | Commercial | MW | 50.519
2030 | Cumulative new capacity | Reference | Industrial | MW | 43.925
2030 | Cumulative new capacity | Reference | Residential | MW | 298.6254
2030 | Total ICPs | Constraint | Commercial | Number | 4158
2030 | Total ICPs | Constraint | Industrial | Number | 3384
2030 | Total ICPs | Constraint | Residential | Number | 108065
2030 | Total ICPs | Environmental | Commercial | Number | 4659
2030 | Total ICPs | Environmental | Industrial | Number | 3732
2030 | Total ICPs | Environmental | Residential | Number | 126950
2030 | Total ICPs | Growth | Commercial | Number | 4510
2030 | Total ICPs | Growth | Industrial | Number | 3613
2030 | Total ICPs | Growth | Residential | Number | 119107
2030 | Total ICPs | Innovation | Commercial | Number | 4659
2030 | Total ICPs | Innovation | Industrial | Number | 3732
2030 | Total ICPs | Innovation | Residential | Number | 126950
2030 | Total ICPs | Reference | Commercial | Number | 4366
2030 | Total ICPs | Reference | Industrial | Number | 3497
2030 | Total ICPs | Reference | Residential | Number | 115332
2030 | Total capacity | Constraint | Commercial | MW | 91.154
2030 | Total capacity | Constraint | Industrial | MW | 93.209
2030 | Total capacity | Constraint | Residential | MW | 513.2351
2030 | Total capacity | Environmental | Commercial | MW | 102.106
2030 | Total capacity | Environmental | Industrial | MW | 101.729
2030 | Total capacity | Environmental | Residential | MW | 603.1146
2030 | Total capacity | Growth | Commercial | MW | 98.849
2030 | Total capacity | Growth | Industrial | MW | 98.814
2030 | Total capacity | Growth | Residential | MW | 565.7877
2030 | Total capacity | Innovation | Commercial | MW | 102.106
2030 | Total capacity | Innovation | Industrial | MW | 101.729
2030 | Total capacity | Innovation | Residential | MW | 603.1146
2030 | Total capacity | Reference | Commercial | MW | 95.702
2030 | Total capacity | Reference | Industrial | MW | 95.974
2030 | Total capacity | Reference | Residential | MW | 547.8204
2031 | Annual generation from new connections | Constraint | Commercial | MWh | 60088.0812
2031 | Annual generation from new connections | Constraint | Industrial | MWh | 53342.049
2031 | Annual generation from new connections | Constraint | Residential | MWh | 348447.361
2031 | Annual generation from new connections | Environmental | Commercial | MWh | 78751.1298
2031 | Annual generation from new connections | Environmental | Industrial | MWh | 67752.468
2031 | Annual generation from new connections | Environmental | Residential | MWh | 503259.2099
2031 | Annual generation from new connections | Growth | Commercial | MWh | 73197.8154
2031 | Annual generation from new connections | Growth | Industrial | MWh | 62785.986
2031 | Annual generation from new connections | Growth | Residential | MWh | 438141.1367
2031 | Annual generation from new connections | Innovation | Commercial | MWh | 78751.1298
2031 | Annual generation from new connections | Innovation | Industrial | MWh | 67752.468
2031 | Annual generation from new connections | Innovation | Residential | MWh | 503259.2099
2031 | Annual generation from new connections | Reference | Commercial | MWh | 67859.1648
2031 | Annual generation from new connections | Reference | Industrial | MWh | 57978.279
2031 | Annual generation from new connections | Reference | Residential | MWh | 407200.843
2031 | Cumulative new ICPs | Constraint | Commercial | Number | 2163
2031 | Cumulative new ICPs | Constraint | Industrial | Number | 1717
2031 | Cumulative new ICPs | Constraint | Residential | Number | 57640
2031 | Cumulative new ICPs | Environmental | Commercial | Number | 2835
2031 | Cumulative new ICPs | Environmental | Industrial | Number | 2181
2031 | Cumulative new ICPs | Environmental | Residential | Number | 83249
2031 | Cumulative new ICPs | Growth | Commercial | Number | 2635
2031 | Cumulative new ICPs | Growth | Industrial | Number | 2021
2031 | Cumulative new ICPs | Growth | Residential | Number | 72477
2031 | Cumulative new ICPs | Innovation | Commercial | Number | 2835
2031 | Cumulative new ICPs | Innovation | Industrial | Number | 2181
2031 | Cumulative new ICPs | Innovation | Residential | Number | 83249
2031 | Cumulative new ICPs | Reference | Commercial | Number | 2443
2031 | Cumulative new ICPs | Reference | Industrial | Number | 1866
2031 | Cumulative new ICPs | Reference | Residential | Number | 67359
2031 | Cumulative new capacity | Constraint | Commercial | MW | 47.306
2031 | Cumulative new capacity | Constraint | Industrial | MW | 41.995
2031 | Cumulative new capacity | Constraint | Residential | MW | 274.3248
2031 | Cumulative new capacity | Environmental | Commercial | MW | 61.999
2031 | Cumulative new capacity | Environmental | Industrial | MW | 53.34
2031 | Cumulative new capacity | Environmental | Residential | MW | 396.2047
2031 | Cumulative new capacity | Growth | Commercial | MW | 57.627
2031 | Cumulative new capacity | Growth | Industrial | MW | 49.43
2031 | Cumulative new capacity | Growth | Residential | MW | 344.9387
2031 | Cumulative new capacity | Innovation | Commercial | MW | 61.999
2031 | Cumulative new capacity | Innovation | Industrial | MW | 53.34
2031 | Cumulative new capacity | Innovation | Residential | MW | 396.2047
2031 | Cumulative new capacity | Reference | Commercial | MW | 53.424
2031 | Cumulative new capacity | Reference | Industrial | MW | 45.645
2031 | Cumulative new capacity | Reference | Residential | MW | 320.5801
2031 | Total ICPs | Constraint | Commercial | Number | 4219
2031 | Total ICPs | Constraint | Industrial | Number | 3418
2031 | Total ICPs | Constraint | Residential | Number | 110226
2031 | Total ICPs | Environmental | Commercial | Number | 4891
2031 | Total ICPs | Environmental | Industrial | Number | 3882
2031 | Total ICPs | Environmental | Residential | Number | 135835
2031 | Total ICPs | Growth | Commercial | Number | 4691
2031 | Total ICPs | Growth | Industrial | Number | 3722
2031 | Total ICPs | Growth | Residential | Number | 125063
2031 | Total ICPs | Innovation | Commercial | Number | 4891
2031 | Total ICPs | Innovation | Industrial | Number | 3882
2031 | Total ICPs | Innovation | Residential | Number | 135835
2031 | Total ICPs | Reference | Commercial | Number | 4499
2031 | Total ICPs | Reference | Industrial | Number | 3567
2031 | Total ICPs | Reference | Residential | Number | 119945
2031 | Total capacity | Constraint | Commercial | MW | 92.489
2031 | Total capacity | Constraint | Industrial | MW | 94.044
2031 | Total capacity | Constraint | Residential | MW | 523.5198
2031 | Total capacity | Environmental | Commercial | MW | 107.182
2031 | Total capacity | Environmental | Industrial | MW | 105.389
2031 | Total capacity | Environmental | Residential | MW | 645.3997
2031 | Total capacity | Growth | Commercial | MW | 102.81
2031 | Total capacity | Growth | Industrial | MW | 101.479
2031 | Total capacity | Growth | Residential | MW | 594.1337
2031 | Total capacity | Innovation | Commercial | MW | 107.182
2031 | Total capacity | Innovation | Industrial | MW | 105.389
2031 | Total capacity | Innovation | Residential | MW | 645.3997
2031 | Total capacity | Reference | Commercial | MW | 98.607
2031 | Total capacity | Reference | Industrial | MW | 97.694
2031 | Total capacity | Reference | Residential | MW | 569.7751
2032 | Annual generation from new connections | Constraint | Commercial | MWh | 61858.74
2032 | Annual generation from new connections | Constraint | Industrial | MWh | 54402.666
2032 | Annual generation from new connections | Constraint | Residential | MWh | 361777.7289
2032 | Annual generation from new connections | Environmental | Commercial | MWh | 85533.9978
2032 | Annual generation from new connections | Environmental | Industrial | MWh | 72547.473
2032 | Annual generation from new connections | Environmental | Residential | MWh | 560743.7622
2032 | Annual generation from new connections | Growth | Commercial | MWh | 78415.797
2032 | Annual generation from new connections | Growth | Industrial | MWh | 66234.579
2032 | Annual generation from new connections | Growth | Residential | MWh | 475934.6675
2032 | Annual generation from new connections | Innovation | Commercial | MWh | 85533.9978
2032 | Annual generation from new connections | Innovation | Industrial | MWh | 72547.473
2032 | Annual generation from new connections | Innovation | Residential | MWh | 560743.7622
2032 | Annual generation from new connections | Reference | Commercial | MWh | 71557.9872
2032 | Annual generation from new connections | Reference | Industrial | MWh | 60175.725
2032 | Annual generation from new connections | Reference | Residential | MWh | 436206.3681
2032 | Cumulative new ICPs | Constraint | Commercial | Number | 2227
2032 | Cumulative new ICPs | Constraint | Industrial | Number | 1751
2032 | Cumulative new ICPs | Constraint | Residential | Number | 59845
2032 | Cumulative new ICPs | Environmental | Commercial | Number | 3079
2032 | Cumulative new ICPs | Environmental | Industrial | Number | 2335
2032 | Cumulative new ICPs | Environmental | Residential | Number | 92758
2032 | Cumulative new ICPs | Growth | Commercial | Number | 2823
2032 | Cumulative new ICPs | Growth | Industrial | Number | 2132
2032 | Cumulative new ICPs | Growth | Residential | Number | 78729
2032 | Cumulative new ICPs | Innovation | Commercial | Number | 3079
2032 | Cumulative new ICPs | Innovation | Industrial | Number | 2335
2032 | Cumulative new ICPs | Innovation | Residential | Number | 92758
2032 | Cumulative new ICPs | Reference | Commercial | Number | 2576
2032 | Cumulative new ICPs | Reference | Industrial | Number | 1937
2032 | Cumulative new ICPs | Reference | Residential | Number | 72157
2032 | Cumulative new capacity | Constraint | Commercial | MW | 48.7
2032 | Cumulative new capacity | Constraint | Industrial | MW | 42.83
2032 | Cumulative new capacity | Constraint | Residential | MW | 284.8195
2032 | Cumulative new capacity | Environmental | Commercial | MW | 67.339
2032 | Cumulative new capacity | Environmental | Industrial | MW | 57.115
2032 | Cumulative new capacity | Environmental | Residential | MW | 441.461
2032 | Cumulative new capacity | Growth | Commercial | MW | 61.735
2032 | Cumulative new capacity | Growth | Industrial | MW | 52.145
2032 | Cumulative new capacity | Growth | Residential | MW | 374.6927
2032 | Cumulative new capacity | Innovation | Commercial | MW | 67.339
2032 | Cumulative new capacity | Innovation | Industrial | MW | 57.115
2032 | Cumulative new capacity | Innovation | Residential | MW | 441.461
2032 | Cumulative new capacity | Reference | Commercial | MW | 56.336
2032 | Cumulative new capacity | Reference | Industrial | MW | 47.375
2032 | Cumulative new capacity | Reference | Residential | MW | 343.4155
2032 | Total ICPs | Constraint | Commercial | Number | 4283
2032 | Total ICPs | Constraint | Industrial | Number | 3452
2032 | Total ICPs | Constraint | Residential | Number | 112431
2032 | Total ICPs | Environmental | Commercial | Number | 5135
2032 | Total ICPs | Environmental | Industrial | Number | 4036
2032 | Total ICPs | Environmental | Residential | Number | 145344
2032 | Total ICPs | Growth | Commercial | Number | 4879
2032 | Total ICPs | Growth | Industrial | Number | 3833
2032 | Total ICPs | Growth | Residential | Number | 131315
2032 | Total ICPs | Innovation | Commercial | Number | 5135
2032 | Total ICPs | Innovation | Industrial | Number | 4036
2032 | Total ICPs | Innovation | Residential | Number | 145344
2032 | Total ICPs | Reference | Commercial | Number | 4632
2032 | Total ICPs | Reference | Industrial | Number | 3638
2032 | Total ICPs | Reference | Residential | Number | 124743
2032 | Total capacity | Constraint | Commercial | MW | 93.883
2032 | Total capacity | Constraint | Industrial | MW | 94.879
2032 | Total capacity | Constraint | Residential | MW | 534.0145
2032 | Total capacity | Environmental | Commercial | MW | 112.522
2032 | Total capacity | Environmental | Industrial | MW | 109.164
2032 | Total capacity | Environmental | Residential | MW | 690.656
2032 | Total capacity | Growth | Commercial | MW | 106.918
2032 | Total capacity | Growth | Industrial | MW | 104.194
2032 | Total capacity | Growth | Residential | MW | 623.8877
2032 | Total capacity | Innovation | Commercial | MW | 112.522
2032 | Total capacity | Innovation | Industrial | MW | 109.164
2032 | Total capacity | Innovation | Residential | MW | 690.656
2032 | Total capacity | Reference | Commercial | MW | 101.519
2032 | Total capacity | Reference | Industrial | MW | 99.424
2032 | Total capacity | Reference | Residential | MW | 592.6105
2033 | Annual generation from new connections | Constraint | Commercial | MWh | 63666.2346
2033 | Annual generation from new connections | Constraint | Industrial | MWh | 55463.283
2033 | Annual generation from new connections | Constraint | Residential | MWh | 375366.8366
2033 | Annual generation from new connections | Environmental | Commercial | MWh | 92699.196
2033 | Annual generation from new connections | Environmental | Industrial | MWh | 77577.465
2033 | Annual generation from new connections | Environmental | Residential | MWh | 622248.1164
2033 | Annual generation from new connections | Growth | Commercial | MWh | 83810.3364
2033 | Annual generation from new connections | Growth | Industrial | MWh | 69810.192
2033 | Annual generation from new connections | Growth | Residential | MWh | 515628.1635
2033 | Annual generation from new connections | Innovation | Commercial | MWh | 92699.196
2033 | Annual generation from new connections | Innovation | Industrial | MWh | 77577.465
2033 | Annual generation from new connections | Innovation | Residential | MWh | 622248.1164
2033 | Annual generation from new connections | Reference | Commercial | MWh | 75443.529
2033 | Annual generation from new connections | Reference | Industrial | MWh | 62436.681
2033 | Annual generation from new connections | Reference | Residential | MWh | 466372.3479
2033 | Cumulative new ICPs | Constraint | Commercial | Number | 2292
2033 | Cumulative new ICPs | Constraint | Industrial | Number | 1785
2033 | Cumulative new ICPs | Constraint | Residential | Number | 62093
2033 | Cumulative new ICPs | Environmental | Commercial | Number | 3337
2033 | Cumulative new ICPs | Environmental | Industrial | Number | 2497
2033 | Cumulative new ICPs | Environmental | Residential | Number | 102932
2033 | Cumulative new ICPs | Growth | Commercial | Number | 3017
2033 | Cumulative new ICPs | Growth | Industrial | Number | 2247
2033 | Cumulative new ICPs | Growth | Residential | Number | 85295
2033 | Cumulative new ICPs | Innovation | Commercial | Number | 3337
2033 | Cumulative new ICPs | Innovation | Industrial | Number | 2497
2033 | Cumulative new ICPs | Innovation | Residential | Number | 102932
2033 | Cumulative new ICPs | Reference | Commercial | Number | 2716
2033 | Cumulative new ICPs | Reference | Industrial | Number | 2010
2033 | Cumulative new ICPs | Reference | Residential | Number | 77147
2033 | Cumulative new capacity | Constraint | Commercial | MW | 50.123
2033 | Cumulative new capacity | Constraint | Industrial | MW | 43.665
2033 | Cumulative new capacity | Constraint | Residential | MW | 295.5179
2033 | Cumulative new capacity | Environmental | Commercial | MW | 72.98
2033 | Cumulative new capacity | Environmental | Industrial | MW | 61.075
2033 | Cumulative new capacity | Environmental | Residential | MW | 489.882
2033 | Cumulative new capacity | Growth | Commercial | MW | 65.982
2033 | Cumulative new capacity | Growth | Industrial | MW | 54.96
2033 | Cumulative new capacity | Growth | Residential | MW | 405.9425
2033 | Cumulative new capacity | Innovation | Commercial | MW | 72.98
2033 | Cumulative new capacity | Innovation | Industrial | MW | 61.075
2033 | Cumulative new capacity | Innovation | Residential | MW | 489.882
2033 | Cumulative new capacity | Reference | Commercial | MW | 59.395
2033 | Cumulative new capacity | Reference | Industrial | MW | 49.155
2033 | Cumulative new capacity | Reference | Residential | MW | 367.1645
2033 | Total ICPs | Constraint | Commercial | Number | 4348
2033 | Total ICPs | Constraint | Industrial | Number | 3486
2033 | Total ICPs | Constraint | Residential | Number | 114679
2033 | Total ICPs | Environmental | Commercial | Number | 5393
2033 | Total ICPs | Environmental | Industrial | Number | 4198
2033 | Total ICPs | Environmental | Residential | Number | 155518
2033 | Total ICPs | Growth | Commercial | Number | 5073
2033 | Total ICPs | Growth | Industrial | Number | 3948
2033 | Total ICPs | Growth | Residential | Number | 137881
2033 | Total ICPs | Innovation | Commercial | Number | 5393
2033 | Total ICPs | Innovation | Industrial | Number | 4198
2033 | Total ICPs | Innovation | Residential | Number | 155518
2033 | Total ICPs | Reference | Commercial | Number | 4772
2033 | Total ICPs | Reference | Industrial | Number | 3711
2033 | Total ICPs | Reference | Residential | Number | 129733
2033 | Total capacity | Constraint | Commercial | MW | 95.306
2033 | Total capacity | Constraint | Industrial | MW | 95.714
2033 | Total capacity | Constraint | Residential | MW | 544.7129
2033 | Total capacity | Environmental | Commercial | MW | 118.163
2033 | Total capacity | Environmental | Industrial | MW | 113.124
2033 | Total capacity | Environmental | Residential | MW | 739.077
2033 | Total capacity | Growth | Commercial | MW | 111.165
2033 | Total capacity | Growth | Industrial | MW | 107.009
2033 | Total capacity | Growth | Residential | MW | 655.1375
2033 | Total capacity | Innovation | Commercial | MW | 118.163
2033 | Total capacity | Innovation | Industrial | MW | 113.124
2033 | Total capacity | Innovation | Residential | MW | 739.077
2033 | Total capacity | Reference | Commercial | MW | 104.578
2033 | Total capacity | Reference | Industrial | MW | 101.204
2033 | Total capacity | Reference | Residential | MW | 616.3595
2034 | Annual generation from new connections | Constraint | Commercial | MWh | 65473.7292
2034 | Annual generation from new connections | Constraint | Industrial | MWh | 56568.357
2034 | Annual generation from new connections | Constraint | Residential | MWh | 389234.6261
2034 | Annual generation from new connections | Environmental | Commercial | MWh | 100143.8382
2034 | Annual generation from new connections | Environmental | Industrial | MWh | 82797.987
2034 | Annual generation from new connections | Environmental | Residential | MWh | 688049.9383
2034 | Annual generation from new connections | Growth | Commercial | MWh | 89475.4284
2034 | Annual generation from new connections | Growth | Industrial | MWh | 73481.07
2034 | Annual generation from new connections | Growth | Residential | MWh | 557304.1876
2034 | Annual generation from new connections | Innovation | Commercial | MWh | 100143.8382
2034 | Annual generation from new connections | Innovation | Industrial | MWh | 82797.987
2034 | Annual generation from new connections | Innovation | Residential | MWh | 688049.9383
2034 | Annual generation from new connections | Reference | Commercial | MWh | 79421.7954
2034 | Annual generation from new connections | Reference | Industrial | MWh | 64748.445
2034 | Annual generation from new connections | Reference | Residential | MWh | 497740.572
2034 | Cumulative new ICPs | Constraint | Commercial | Number | 2357
2034 | Cumulative new ICPs | Constraint | Industrial | Number | 1821
2034 | Cumulative new ICPs | Constraint | Residential | Number | 64387
2034 | Cumulative new ICPs | Environmental | Commercial | Number | 3605
2034 | Cumulative new ICPs | Environmental | Industrial | Number | 2665
2034 | Cumulative new ICPs | Environmental | Residential | Number | 113817
2034 | Cumulative new ICPs | Growth | Commercial | Number | 3221
2034 | Cumulative new ICPs | Growth | Industrial | Number | 2365
2034 | Cumulative new ICPs | Growth | Residential | Number | 92189
2034 | Cumulative new ICPs | Innovation | Commercial | Number | 3605
2034 | Cumulative new ICPs | Innovation | Industrial | Number | 2665
2034 | Cumulative new ICPs | Innovation | Residential | Number | 113817
2034 | Cumulative new ICPs | Reference | Commercial | Number | 2859
2034 | Cumulative new ICPs | Reference | Industrial | Number | 2084
2034 | Cumulative new ICPs | Reference | Residential | Number | 82336
2034 | Cumulative new capacity | Constraint | Commercial | MW | 51.546
2034 | Cumulative new capacity | Constraint | Industrial | MW | 44.535
2034 | Cumulative new capacity | Constraint | Residential | MW | 306.4357
2034 | Cumulative new capacity | Environmental | Commercial | MW | 78.841
2034 | Cumulative new capacity | Environmental | Industrial | MW | 65.185
2034 | Cumulative new capacity | Environmental | Residential | MW | 541.6863
2034 | Cumulative new capacity | Growth | Commercial | MW | 70.442
2034 | Cumulative new capacity | Growth | Industrial | MW | 57.85
2034 | Cumulative new capacity | Growth | Residential | MW | 438.7531
2034 | Cumulative new capacity | Innovation | Commercial | MW | 78.841
2034 | Cumulative new capacity | Innovation | Industrial | MW | 65.185
2034 | Cumulative new capacity | Innovation | Residential | MW | 541.6863
2034 | Cumulative new capacity | Reference | Commercial | MW | 62.527
2034 | Cumulative new capacity | Reference | Industrial | MW | 50.975
2034 | Cumulative new capacity | Reference | Residential | MW | 391.86
2034 | Total ICPs | Constraint | Commercial | Number | 4413
2034 | Total ICPs | Constraint | Industrial | Number | 3522
2034 | Total ICPs | Constraint | Residential | Number | 116973
2034 | Total ICPs | Environmental | Commercial | Number | 5661
2034 | Total ICPs | Environmental | Industrial | Number | 4366
2034 | Total ICPs | Environmental | Residential | Number | 166403
2034 | Total ICPs | Growth | Commercial | Number | 5277
2034 | Total ICPs | Growth | Industrial | Number | 4066
2034 | Total ICPs | Growth | Residential | Number | 144775
2034 | Total ICPs | Innovation | Commercial | Number | 5661
2034 | Total ICPs | Innovation | Industrial | Number | 4366
2034 | Total ICPs | Innovation | Residential | Number | 166403
2034 | Total ICPs | Reference | Commercial | Number | 4915
2034 | Total ICPs | Reference | Industrial | Number | 3785
2034 | Total ICPs | Reference | Residential | Number | 134922
2034 | Total capacity | Constraint | Commercial | MW | 96.729
2034 | Total capacity | Constraint | Industrial | MW | 96.584
2034 | Total capacity | Constraint | Residential | MW | 555.6307
2034 | Total capacity | Environmental | Commercial | MW | 124.024
2034 | Total capacity | Environmental | Industrial | MW | 117.234
2034 | Total capacity | Environmental | Residential | MW | 790.8813
2034 | Total capacity | Growth | Commercial | MW | 115.625
2034 | Total capacity | Growth | Industrial | MW | 109.899
2034 | Total capacity | Growth | Residential | MW | 687.9481
2034 | Total capacity | Innovation | Commercial | MW | 124.024
2034 | Total capacity | Innovation | Industrial | MW | 117.234
2034 | Total capacity | Innovation | Residential | MW | 790.8813
2034 | Total capacity | Reference | Commercial | MW | 107.71
2034 | Total capacity | Reference | Industrial | MW | 103.024
2034 | Total capacity | Reference | Residential | MW | 641.055
2035 | Annual generation from new connections | Constraint | Commercial | MWh | 67309.1682
2035 | Annual generation from new connections | Constraint | Industrial | MWh | 57660.729
2035 | Annual generation from new connections | Constraint | Residential | MWh | 403381.0976
2035 | Annual generation from new connections | Environmental | Commercial | MWh | 108007.6464
2035 | Annual generation from new connections | Environmental | Industrial | MWh | 88209.039
2035 | Annual generation from new connections | Environmental | Residential | MWh | 758470.7154
2035 | Annual generation from new connections | Growth | Commercial | MWh | 95308.1868
2035 | Annual generation from new connections | Growth | Industrial | MWh | 77291.67
2035 | Annual generation from new connections | Growth | Residential | MWh | 601059.2751
2035 | Annual generation from new connections | Innovation | Commercial | MWh | 108007.6464
2035 | Annual generation from new connections | Innovation | Industrial | MWh | 88209.039
2035 | Annual generation from new connections | Innovation | Residential | MWh | 758470.7154
2035 | Annual generation from new connections | Reference | Commercial | MWh | 83502.948
2035 | Annual generation from new connections | Reference | Industrial | MWh | 67104.666
2035 | Annual generation from new connections | Reference | Residential | MWh | 530366.8022
2035 | Cumulative new ICPs | Constraint | Commercial | Number | 2423
2035 | Cumulative new ICPs | Constraint | Industrial | Number | 1856
2035 | Cumulative new ICPs | Constraint | Residential | Number | 66727
2035 | Cumulative new ICPs | Environmental | Commercial | Number | 3888
2035 | Cumulative new ICPs | Environmental | Industrial | Number | 2839
2035 | Cumulative new ICPs | Environmental | Residential | Number | 125466
2035 | Cumulative new ICPs | Growth | Commercial | Number | 3431
2035 | Cumulative new ICPs | Growth | Industrial | Number | 2488
2035 | Cumulative new ICPs | Growth | Residential | Number | 99427
2035 | Cumulative new ICPs | Innovation | Commercial | Number | 3888
2035 | Cumulative new ICPs | Innovation | Industrial | Number | 2839
2035 | Cumulative new ICPs | Innovation | Residential | Number | 125466
2035 | Cumulative new ICPs | Reference | Commercial | Number | 3006
2035 | Cumulative new ICPs | Reference | Industrial | Number | 2160
2035 | Cumulative new ICPs | Reference | Residential | Number | 87733
2035 | Cumulative new capacity | Constraint | Commercial | MW | 52.991
2035 | Cumulative new capacity | Constraint | Industrial | MW | 45.395
2035 | Cumulative new capacity | Constraint | Residential | MW | 317.5729
2035 | Cumulative new capacity | Environmental | Commercial | MW | 85.032
2035 | Cumulative new capacity | Environmental | Industrial | MW | 69.445
2035 | Cumulative new capacity | Environmental | Residential | MW | 597.127
2035 | Cumulative new capacity | Growth | Commercial | MW | 75.034
2035 | Cumulative new capacity | Growth | Industrial | MW | 60.85
2035 | Cumulative new capacity | Growth | Residential | MW | 473.2005
2035 | Cumulative new capacity | Innovation | Commercial | MW | 85.032
2035 | Cumulative new capacity | Innovation | Industrial | MW | 69.445
2035 | Cumulative new capacity | Innovation | Residential | MW | 597.127
2035 | Cumulative new capacity | Reference | Commercial | MW | 65.74
2035 | Cumulative new capacity | Reference | Industrial | MW | 52.83
2035 | Cumulative new capacity | Reference | Residential | MW | 417.5459
2035 | Total ICPs | Constraint | Commercial | Number | 4479
2035 | Total ICPs | Constraint | Industrial | Number | 3557
2035 | Total ICPs | Constraint | Residential | Number | 119313
2035 | Total ICPs | Environmental | Commercial | Number | 5944
2035 | Total ICPs | Environmental | Industrial | Number | 4540
2035 | Total ICPs | Environmental | Residential | Number | 178052
2035 | Total ICPs | Growth | Commercial | Number | 5487
2035 | Total ICPs | Growth | Industrial | Number | 4189
2035 | Total ICPs | Growth | Residential | Number | 152013
2035 | Total ICPs | Innovation | Commercial | Number | 5944
2035 | Total ICPs | Innovation | Industrial | Number | 4540
2035 | Total ICPs | Innovation | Residential | Number | 178052
2035 | Total ICPs | Reference | Commercial | Number | 5062
2035 | Total ICPs | Reference | Industrial | Number | 3861
2035 | Total ICPs | Reference | Residential | Number | 140319
2035 | Total capacity | Constraint | Commercial | MW | 98.174
2035 | Total capacity | Constraint | Industrial | MW | 97.444
2035 | Total capacity | Constraint | Residential | MW | 566.7679
2035 | Total capacity | Environmental | Commercial | MW | 130.215
2035 | Total capacity | Environmental | Industrial | MW | 121.494
2035 | Total capacity | Environmental | Residential | MW | 846.322
2035 | Total capacity | Growth | Commercial | MW | 120.217
2035 | Total capacity | Growth | Industrial | MW | 112.899
2035 | Total capacity | Growth | Residential | MW | 722.3955
2035 | Total capacity | Innovation | Commercial | MW | 130.215
2035 | Total capacity | Innovation | Industrial | MW | 121.494
2035 | Total capacity | Innovation | Residential | MW | 846.322
2035 | Total capacity | Reference | Commercial | MW | 110.923
2035 | Total capacity | Reference | Industrial | MW | 104.879
2035 | Total capacity | Reference | Residential | MW | 666.7409
2036 | Annual generation from new connections | Constraint | Commercial | MWh | 69172.5516
2036 | Annual generation from new connections | Constraint | Industrial | MWh | 58721.346
2036 | Annual generation from new connections | Constraint | Residential | MWh | 417798.2486
2036 | Annual generation from new connections | Environmental | Commercial | MWh | 116281.7292
2036 | Annual generation from new connections | Environmental | Industrial | MWh | 93855.078
2036 | Annual generation from new connections | Environmental | Residential | MWh | 833813.0095
2036 | Annual generation from new connections | Growth | Commercial | MWh | 101420.3892
2036 | Annual generation from new connections | Growth | Industrial | MWh | 81153.078
2036 | Annual generation from new connections | Growth | Residential | MWh | 647002.9172
2036 | Annual generation from new connections | Innovation | Commercial | MWh | 116281.7292
2036 | Annual generation from new connections | Innovation | Industrial | MWh | 93855.078
2036 | Annual generation from new connections | Innovation | Residential | MWh | 833813.0095
2036 | Annual generation from new connections | Reference | Commercial | MWh | 87723.8226
2036 | Annual generation from new connections | Reference | Industrial | MWh | 69492.642
2036 | Annual generation from new connections | Reference | Residential | MWh | 564285.8419
2036 | Cumulative new ICPs | Constraint | Commercial | Number | 2490
2036 | Cumulative new ICPs | Constraint | Industrial | Number | 1890
2036 | Cumulative new ICPs | Constraint | Residential | Number | 69112
2036 | Cumulative new ICPs | Environmental | Commercial | Number | 4186
2036 | Cumulative new ICPs | Environmental | Industrial | Number | 3021
2036 | Cumulative new ICPs | Environmental | Residential | Number | 137929
2036 | Cumulative new ICPs | Growth | Commercial | Number | 3651
2036 | Cumulative new ICPs | Growth | Industrial | Number | 2612
2036 | Cumulative new ICPs | Growth | Residential | Number | 107027
2036 | Cumulative new ICPs | Innovation | Commercial | Number | 4186
2036 | Cumulative new ICPs | Innovation | Industrial | Number | 3021
2036 | Cumulative new ICPs | Innovation | Residential | Number | 137929
2036 | Cumulative new ICPs | Reference | Commercial | Number | 3158
2036 | Cumulative new ICPs | Reference | Industrial | Number | 2237
2036 | Cumulative new ICPs | Reference | Residential | Number | 93344
2036 | Cumulative new capacity | Constraint | Commercial | MW | 54.458
2036 | Cumulative new capacity | Constraint | Industrial | MW | 46.23
2036 | Cumulative new capacity | Constraint | Residential | MW | 328.9232
2036 | Cumulative new capacity | Environmental | Commercial | MW | 91.546
2036 | Cumulative new capacity | Environmental | Industrial | MW | 73.89
2036 | Cumulative new capacity | Environmental | Residential | MW | 656.4423
2036 | Cumulative new capacity | Growth | Commercial | MW | 79.846
2036 | Cumulative new capacity | Growth | Industrial | MW | 63.89
2036 | Cumulative new capacity | Growth | Residential | MW | 509.3709
2036 | Cumulative new capacity | Innovation | Commercial | MW | 91.546
2036 | Cumulative new capacity | Innovation | Industrial | MW | 73.89
2036 | Cumulative new capacity | Innovation | Residential | MW | 656.4423
2036 | Cumulative new capacity | Reference | Commercial | MW | 69.063
2036 | Cumulative new capacity | Reference | Industrial | MW | 54.71
2036 | Cumulative new capacity | Reference | Residential | MW | 444.2496
2036 | Total ICPs | Constraint | Commercial | Number | 4546
2036 | Total ICPs | Constraint | Industrial | Number | 3591
2036 | Total ICPs | Constraint | Residential | Number | 121698
2036 | Total ICPs | Environmental | Commercial | Number | 6242
2036 | Total ICPs | Environmental | Industrial | Number | 4722
2036 | Total ICPs | Environmental | Residential | Number | 190515
2036 | Total ICPs | Growth | Commercial | Number | 5707
2036 | Total ICPs | Growth | Industrial | Number | 4313
2036 | Total ICPs | Growth | Residential | Number | 159613
2036 | Total ICPs | Innovation | Commercial | Number | 6242
2036 | Total ICPs | Innovation | Industrial | Number | 4722
2036 | Total ICPs | Innovation | Residential | Number | 190515
2036 | Total ICPs | Reference | Commercial | Number | 5214
2036 | Total ICPs | Reference | Industrial | Number | 3938
2036 | Total ICPs | Reference | Residential | Number | 145930
2036 | Total capacity | Constraint | Commercial | MW | 99.641
2036 | Total capacity | Constraint | Industrial | MW | 98.279
2036 | Total capacity | Constraint | Residential | MW | 578.1182
2036 | Total capacity | Environmental | Commercial | MW | 136.729
2036 | Total capacity | Environmental | Industrial | MW | 125.939
2036 | Total capacity | Environmental | Residential | MW | 905.6373
2036 | Total capacity | Growth | Commercial | MW | 125.029
2036 | Total capacity | Growth | Industrial | MW | 115.939
2036 | Total capacity | Growth | Residential | MW | 758.5659
2036 | Total capacity | Innovation | Commercial | MW | 136.729
2036 | Total capacity | Innovation | Industrial | MW | 125.939
2036 | Total capacity | Innovation | Residential | MW | 905.6373
2036 | Total capacity | Reference | Commercial | MW | 114.246
2036 | Total capacity | Reference | Industrial | MW | 106.759
2036 | Total capacity | Reference | Residential | MW | 693.4446
2037 | Annual generation from new connections | Constraint | Commercial | MWh | 71082.9324
2037 | Annual generation from new connections | Constraint | Industrial | MWh | 59858.175
2037 | Annual generation from new connections | Constraint | Residential | MWh | 432518.9775
2037 | Annual generation from new connections | Environmental | Commercial | MWh | 124974.978
2037 | Annual generation from new connections | Environmental | Industrial | MWh | 99723.402
2037 | Annual generation from new connections | Environmental | Residential | MWh | 914432.0954
2037 | Annual generation from new connections | Growth | Commercial | MWh | 107756.1468
2037 | Annual generation from new connections | Growth | Industrial | MWh | 85217.718
2037 | Annual generation from new connections | Growth | Residential | MWh | 695256.545
2037 | Annual generation from new connections | Innovation | Commercial | MWh | 124974.978
2037 | Annual generation from new connections | Innovation | Industrial | MWh | 99723.402
2037 | Annual generation from new connections | Innovation | Residential | MWh | 914432.0954
2037 | Annual generation from new connections | Reference | Commercial | MWh | 92056.4748
2037 | Annual generation from new connections | Reference | Industrial | MWh | 71931.426
2037 | Annual generation from new connections | Reference | Residential | MWh | 599584.3189
2037 | Cumulative new ICPs | Constraint | Commercial | Number | 2559
2037 | Cumulative new ICPs | Constraint | Industrial | Number | 1927
2037 | Cumulative new ICPs | Constraint | Residential | Number | 71547
2037 | Cumulative new ICPs | Environmental | Commercial | Number | 4499
2037 | Cumulative new ICPs | Environmental | Industrial | Number | 3210
2037 | Cumulative new ICPs | Environmental | Residential | Number | 151265
2037 | Cumulative new ICPs | Growth | Commercial | Number | 3879
2037 | Cumulative new ICPs | Growth | Industrial | Number | 2743
2037 | Cumulative new ICPs | Growth | Residential | Number | 115009
2037 | Cumulative new ICPs | Innovation | Commercial | Number | 4499
2037 | Cumulative new ICPs | Innovation | Industrial | Number | 3210
2037 | Cumulative new ICPs | Innovation | Residential | Number | 151265
2037 | Cumulative new ICPs | Reference | Commercial | Number | 3314
2037 | Cumulative new ICPs | Reference | Industrial | Number | 2315
2037 | Cumulative new ICPs | Reference | Residential | Number | 99183
2037 | Cumulative new capacity | Constraint | Commercial | MW | 55.962
2037 | Cumulative new capacity | Constraint | Industrial | MW | 47.125
2037 | Cumulative new capacity | Constraint | Residential | MW | 340.5125
2037 | Cumulative new capacity | Environmental | Commercial | MW | 98.39
2037 | Cumulative new capacity | Environmental | Industrial | MW | 78.51
2037 | Cumulative new capacity | Environmental | Residential | MW | 719.9119
2037 | Cumulative new capacity | Growth | Commercial | MW | 84.834
2037 | Cumulative new capacity | Growth | Industrial | MW | 67.09
2037 | Cumulative new capacity | Growth | Residential | MW | 547.3599
2037 | Cumulative new capacity | Innovation | Commercial | MW | 98.39
2037 | Cumulative new capacity | Innovation | Industrial | MW | 78.51
2037 | Cumulative new capacity | Innovation | Residential | MW | 719.9119
2037 | Cumulative new capacity | Reference | Commercial | MW | 72.474
2037 | Cumulative new capacity | Reference | Industrial | MW | 56.63
2037 | Cumulative new capacity | Reference | Residential | MW | 472.0393
2037 | Total ICPs | Constraint | Commercial | Number | 4615
2037 | Total ICPs | Constraint | Industrial | Number | 3628
2037 | Total ICPs | Constraint | Residential | Number | 124133
2037 | Total ICPs | Environmental | Commercial | Number | 6555
2037 | Total ICPs | Environmental | Industrial | Number | 4911
2037 | Total ICPs | Environmental | Residential | Number | 203851
2037 | Total ICPs | Growth | Commercial | Number | 5935
2037 | Total ICPs | Growth | Industrial | Number | 4444
2037 | Total ICPs | Growth | Residential | Number | 167595
2037 | Total ICPs | Innovation | Commercial | Number | 6555
2037 | Total ICPs | Innovation | Industrial | Number | 4911
2037 | Total ICPs | Innovation | Residential | Number | 203851
2037 | Total ICPs | Reference | Commercial | Number | 5370
2037 | Total ICPs | Reference | Industrial | Number | 4016
2037 | Total ICPs | Reference | Residential | Number | 151769
2037 | Total capacity | Constraint | Commercial | MW | 101.145
2037 | Total capacity | Constraint | Industrial | MW | 99.174
2037 | Total capacity | Constraint | Residential | MW | 589.7075
2037 | Total capacity | Environmental | Commercial | MW | 143.573
2037 | Total capacity | Environmental | Industrial | MW | 130.559
2037 | Total capacity | Environmental | Residential | MW | 969.1069
2037 | Total capacity | Growth | Commercial | MW | 130.017
2037 | Total capacity | Growth | Industrial | MW | 119.139
2037 | Total capacity | Growth | Residential | MW | 796.5549
2037 | Total capacity | Innovation | Commercial | MW | 143.573
2037 | Total capacity | Innovation | Industrial | MW | 130.559
2037 | Total capacity | Innovation | Residential | MW | 969.1069
2037 | Total capacity | Reference | Commercial | MW | 117.657
2037 | Total capacity | Reference | Industrial | MW | 108.679
2037 | Total capacity | Reference | Residential | MW | 721.2343
2038 | Annual generation from new connections | Constraint | Commercial | MWh | 72974.2602
2038 | Annual generation from new connections | Constraint | Industrial | MWh | 61014.057
2038 | Annual generation from new connections | Constraint | Residential | MWh | 447522.3259
2038 | Annual generation from new connections | Environmental | Commercial | MWh | 134059.4484
2038 | Annual generation from new connections | Environmental | Industrial | MWh | 105814.011
2038 | Annual generation from new connections | Environmental | Residential | MWh | 1000691.2504
2038 | Annual generation from new connections | Growth | Commercial | MWh | 114362.457
2038 | Annual generation from new connections | Growth | Industrial | MWh | 89345.868
2038 | Annual generation from new connections | Growth | Residential | MWh | 745908.6914
2038 | Annual generation from new connections | Innovation | Commercial | MWh | 134059.4484
2038 | Annual generation from new connections | Innovation | Industrial | MWh | 105814.011
2038 | Annual generation from new connections | Innovation | Residential | MWh | 1000691.2504
2038 | Annual generation from new connections | Reference | Commercial | MWh | 96528.849
2038 | Annual generation from new connections | Reference | Industrial | MWh | 74446.422
2038 | Annual generation from new connections | Reference | Residential | MWh | 636279.1267
2038 | Cumulative new ICPs | Constraint | Commercial | Number | 2627
2038 | Cumulative new ICPs | Constraint | Industrial | Number | 1964
2038 | Cumulative new ICPs | Constraint | Residential | Number | 74029
2038 | Cumulative new ICPs | Environmental | Commercial | Number | 4826
2038 | Cumulative new ICPs | Environmental | Industrial | Number | 3406
2038 | Cumulative new ICPs | Environmental | Residential | Number | 165534
2038 | Cumulative new ICPs | Growth | Commercial | Number | 4117
2038 | Cumulative new ICPs | Growth | Industrial | Number | 2876
2038 | Cumulative new ICPs | Growth | Residential | Number | 123388
2038 | Cumulative new ICPs | Innovation | Commercial | Number | 4826
2038 | Cumulative new ICPs | Innovation | Industrial | Number | 3406
2038 | Cumulative new ICPs | Innovation | Residential | Number | 165534
2038 | Cumulative new ICPs | Reference | Commercial | Number | 3475
2038 | Cumulative new ICPs | Reference | Industrial | Number | 2396
2038 | Cumulative new ICPs | Reference | Residential | Number | 105253
2038 | Cumulative new capacity | Constraint | Commercial | MW | 57.451
2038 | Cumulative new capacity | Constraint | Industrial | MW | 48.035
2038 | Cumulative new capacity | Constraint | Residential | MW | 352.3243
2038 | Cumulative new capacity | Environmental | Commercial | MW | 105.542
2038 | Cumulative new capacity | Environmental | Industrial | MW | 83.305
2038 | Cumulative new capacity | Environmental | Residential | MW | 787.8218
2038 | Cumulative new capacity | Growth | Commercial | MW | 90.035
2038 | Cumulative new capacity | Growth | Industrial | MW | 70.34
2038 | Cumulative new capacity | Growth | Residential | MW | 587.2372
2038 | Cumulative new capacity | Innovation | Commercial | MW | 105.542
2038 | Cumulative new capacity | Innovation | Industrial | MW | 83.305
2038 | Cumulative new capacity | Innovation | Residential | MW | 787.8218
2038 | Cumulative new capacity | Reference | Commercial | MW | 75.995
2038 | Cumulative new capacity | Reference | Industrial | MW | 58.61
2038 | Cumulative new capacity | Reference | Residential | MW | 500.9283
2038 | Total ICPs | Constraint | Commercial | Number | 4683
2038 | Total ICPs | Constraint | Industrial | Number | 3665
2038 | Total ICPs | Constraint | Residential | Number | 126615
2038 | Total ICPs | Environmental | Commercial | Number | 6882
2038 | Total ICPs | Environmental | Industrial | Number | 5107
2038 | Total ICPs | Environmental | Residential | Number | 218120
2038 | Total ICPs | Growth | Commercial | Number | 6173
2038 | Total ICPs | Growth | Industrial | Number | 4577
2038 | Total ICPs | Growth | Residential | Number | 175974
2038 | Total ICPs | Innovation | Commercial | Number | 6882
2038 | Total ICPs | Innovation | Industrial | Number | 5107
2038 | Total ICPs | Innovation | Residential | Number | 218120
2038 | Total ICPs | Reference | Commercial | Number | 5531
2038 | Total ICPs | Reference | Industrial | Number | 4097
2038 | Total ICPs | Reference | Residential | Number | 157839
2038 | Total capacity | Constraint | Commercial | MW | 102.634
2038 | Total capacity | Constraint | Industrial | MW | 100.084
2038 | Total capacity | Constraint | Residential | MW | 601.5193
2038 | Total capacity | Environmental | Commercial | MW | 150.725
2038 | Total capacity | Environmental | Industrial | MW | 135.354
2038 | Total capacity | Environmental | Residential | MW | 1037.0168
2038 | Total capacity | Growth | Commercial | MW | 135.218
2038 | Total capacity | Growth | Industrial | MW | 122.389
2038 | Total capacity | Growth | Residential | MW | 836.4322
2038 | Total capacity | Innovation | Commercial | MW | 150.725
2038 | Total capacity | Innovation | Industrial | MW | 135.354
2038 | Total capacity | Innovation | Residential | MW | 1037.0168
2038 | Total capacity | Reference | Commercial | MW | 121.178
2038 | Total capacity | Reference | Industrial | MW | 110.659
2038 | Total capacity | Reference | Residential | MW | 750.1233
2039 | Annual generation from new connections | Constraint | Commercial | MWh | 74921.4768
2039 | Annual generation from new connections | Constraint | Industrial | MWh | 62138.184
2039 | Annual generation from new connections | Constraint | Residential | MWh | 462829.252
2039 | Annual generation from new connections | Environmental | Commercial | MWh | 143618.9736
2039 | Annual generation from new connections | Environmental | Industrial | MWh | 112190.415
2039 | Annual generation from new connections | Environmental | Residential | MWh | 1093002.5273
2039 | Annual generation from new connections | Growth | Commercial | MWh | 121201.2138
2039 | Annual generation from new connections | Growth | Industrial | MWh | 93588.336
2039 | Annual generation from new connections | Growth | Residential | MWh | 799094.7599
2039 | Annual generation from new connections | Innovation | Commercial | MWh | 143618.9736
2039 | Annual generation from new connections | Innovation | Industrial | MWh | 112190.415
2039 | Annual generation from new connections | Innovation | Residential | MWh | 1093002.5273
2039 | Annual generation from new connections | Reference | Commercial | MWh | 101140.9452
2039 | Annual generation from new connections | Reference | Industrial | MWh | 76961.418
2039 | Annual generation from new connections | Reference | Residential | MWh | 674448.8907
2039 | Cumulative new ICPs | Constraint | Commercial | Number | 2697
2039 | Cumulative new ICPs | Constraint | Industrial | Number | 2000
2039 | Cumulative new ICPs | Constraint | Residential | Number | 76561
2039 | Cumulative new ICPs | Environmental | Commercial | Number | 5170
2039 | Cumulative new ICPs | Environmental | Industrial | Number | 3611
2039 | Cumulative new ICPs | Environmental | Residential | Number | 180804
2039 | Cumulative new ICPs | Growth | Commercial | Number | 4363
2039 | Cumulative new ICPs | Growth | Industrial | Number | 3012
2039 | Cumulative new ICPs | Growth | Residential | Number | 132186
2039 | Cumulative new ICPs | Innovation | Commercial | Number | 5170
2039 | Cumulative new ICPs | Innovation | Industrial | Number | 3611
2039 | Cumulative new ICPs | Innovation | Residential | Number | 180804
2039 | Cumulative new ICPs | Reference | Commercial | Number | 3641
2039 | Cumulative new ICPs | Reference | Industrial | Number | 2477
2039 | Cumulative new ICPs | Reference | Residential | Number | 111567
2039 | Cumulative new capacity | Constraint | Commercial | MW | 58.984
2039 | Cumulative new capacity | Constraint | Industrial | MW | 48.92
2039 | Cumulative new capacity | Constraint | Residential | MW | 364.3751
2039 | Cumulative new capacity | Environmental | Commercial | MW | 113.068
2039 | Cumulative new capacity | Environmental | Industrial | MW | 88.325
2039 | Cumulative new capacity | Environmental | Residential | MW | 860.4964
2039 | Cumulative new capacity | Growth | Commercial | MW | 95.419
2039 | Cumulative new capacity | Growth | Industrial | MW | 73.68
2039 | Cumulative new capacity | Growth | Residential | MW | 629.1094
2039 | Cumulative new capacity | Innovation | Commercial | MW | 113.068
2039 | Cumulative new capacity | Innovation | Industrial | MW | 88.325
2039 | Cumulative new capacity | Innovation | Residential | MW | 860.4964
2039 | Cumulative new capacity | Reference | Commercial | MW | 79.626
2039 | Cumulative new capacity | Reference | Industrial | MW | 60.59
2039 | Cumulative new capacity | Reference | Residential | MW | 530.9785
2039 | Total ICPs | Constraint | Commercial | Number | 4753
2039 | Total ICPs | Constraint | Industrial | Number | 3701
2039 | Total ICPs | Constraint | Residential | Number | 129147
2039 | Total ICPs | Environmental | Commercial | Number | 7226
2039 | Total ICPs | Environmental | Industrial | Number | 5312
2039 | Total ICPs | Environmental | Residential | Number | 233390
2039 | Total ICPs | Growth | Commercial | Number | 6419
2039 | Total ICPs | Growth | Industrial | Number | 4713
2039 | Total ICPs | Growth | Residential | Number | 184772
2039 | Total ICPs | Innovation | Commercial | Number | 7226
2039 | Total ICPs | Innovation | Industrial | Number | 5312
2039 | Total ICPs | Innovation | Residential | Number | 233390
2039 | Total ICPs | Reference | Commercial | Number | 5697
2039 | Total ICPs | Reference | Industrial | Number | 4178
2039 | Total ICPs | Reference | Residential | Number | 164153
2039 | Total capacity | Constraint | Commercial | MW | 104.167
2039 | Total capacity | Constraint | Industrial | MW | 100.969
2039 | Total capacity | Constraint | Residential | MW | 613.5701
2039 | Total capacity | Environmental | Commercial | MW | 158.251
2039 | Total capacity | Environmental | Industrial | MW | 140.374
2039 | Total capacity | Environmental | Residential | MW | 1109.6914
2039 | Total capacity | Growth | Commercial | MW | 140.602
2039 | Total capacity | Growth | Industrial | MW | 125.729
2039 | Total capacity | Growth | Residential | MW | 878.3044
2039 | Total capacity | Innovation | Commercial | MW | 158.251
2039 | Total capacity | Innovation | Industrial | MW | 140.374
2039 | Total capacity | Innovation | Residential | MW | 1109.6914
2039 | Total capacity | Reference | Commercial | MW | 124.809
2039 | Total capacity | Reference | Industrial | MW | 112.639
2039 | Total capacity | Reference | Residential | MW | 780.1735
2040 | Annual generation from new connections | Constraint | Commercial | MWh | 76943.6352
2040 | Annual generation from new connections | Constraint | Industrial | MWh | 63262.311
2040 | Annual generation from new connections | Constraint | Residential | MWh | 478450.6797
2040 | Annual generation from new connections | Environmental | Commercial | MWh | 153644.6622
2040 | Annual generation from new connections | Environmental | Industrial | MWh | 118770.051
2040 | Annual generation from new connections | Environmental | Residential | MWh | 1191757.0207
2040 | Annual generation from new connections | Growth | Commercial | MWh | 128338.4676
2040 | Annual generation from new connections | Growth | Industrial | MWh | 97983.228
2040 | Annual generation from new connections | Growth | Residential | MWh | 854953.0751
2040 | Annual generation from new connections | Innovation | Commercial | MWh | 153644.6622
2040 | Annual generation from new connections | Innovation | Industrial | MWh | 118770.051
2040 | Annual generation from new connections | Innovation | Residential | MWh | 1191757.0207
2040 | Annual generation from new connections | Reference | Commercial | MWh | 105892.7634
2040 | Annual generation from new connections | Reference | Industrial | MWh | 79571.679
2040 | Annual generation from new connections | Reference | Residential | MWh | 714135.4006
2040 | Cumulative new ICPs | Constraint | Commercial | Number | 2770
2040 | Cumulative new ICPs | Constraint | Industrial | Number | 2036
2040 | Cumulative new ICPs | Constraint | Residential | Number | 79145
2040 | Cumulative new ICPs | Environmental | Commercial | Number | 5531
2040 | Cumulative new ICPs | Environmental | Industrial | Number | 3823
2040 | Cumulative new ICPs | Environmental | Residential | Number | 197140
2040 | Cumulative new ICPs | Growth | Commercial | Number | 4620
2040 | Cumulative new ICPs | Growth | Industrial | Number | 3154
2040 | Cumulative new ICPs | Growth | Residential | Number | 141426
2040 | Cumulative new ICPs | Innovation | Commercial | Number | 5531
2040 | Cumulative new ICPs | Innovation | Industrial | Number | 3823
2040 | Cumulative new ICPs | Innovation | Residential | Number | 197140
2040 | Cumulative new ICPs | Reference | Commercial | Number | 3812
2040 | Cumulative new ICPs | Reference | Industrial | Number | 2561
2040 | Cumulative new ICPs | Reference | Residential | Number | 118132
2040 | Cumulative new capacity | Constraint | Commercial | MW | 60.576
2040 | Cumulative new capacity | Constraint | Industrial | MW | 49.805
2040 | Cumulative new capacity | Constraint | Residential | MW | 376.6735
2040 | Cumulative new capacity | Environmental | Commercial | MW | 120.961
2040 | Cumulative new capacity | Environmental | Industrial | MW | 93.505
2040 | Cumulative new capacity | Environmental | Residential | MW | 938.2436
2040 | Cumulative new capacity | Growth | Commercial | MW | 101.038
2040 | Cumulative new capacity | Growth | Industrial | MW | 77.14
2040 | Cumulative new capacity | Growth | Residential | MW | 673.0854
2040 | Cumulative new capacity | Innovation | Commercial | MW | 120.961
2040 | Cumulative new capacity | Innovation | Industrial | MW | 93.505
2040 | Cumulative new capacity | Innovation | Residential | MW | 938.2436
2040 | Cumulative new capacity | Reference | Commercial | MW | 83.367
2040 | Cumulative new capacity | Reference | Industrial | MW | 62.645
2040 | Cumulative new capacity | Reference | Residential | MW | 562.2228
2040 | Total ICPs | Constraint | Commercial | Number | 4826
2040 | Total ICPs | Constraint | Industrial | Number | 3737
2040 | Total ICPs | Constraint | Residential | Number | 131731
2040 | Total ICPs | Environmental | Commercial | Number | 7587
2040 | Total ICPs | Environmental | Industrial | Number | 5524
2040 | Total ICPs | Environmental | Residential | Number | 249726
2040 | Total ICPs | Growth | Commercial | Number | 6676
2040 | Total ICPs | Growth | Industrial | Number | 4855
2040 | Total ICPs | Growth | Residential | Number | 194012
2040 | Total ICPs | Innovation | Commercial | Number | 7587
2040 | Total ICPs | Innovation | Industrial | Number | 5524
2040 | Total ICPs | Innovation | Residential | Number | 249726
2040 | Total ICPs | Reference | Commercial | Number | 5868
2040 | Total ICPs | Reference | Industrial | Number | 4262
2040 | Total ICPs | Reference | Residential | Number | 170718
2040 | Total capacity | Constraint | Commercial | MW | 105.759
2040 | Total capacity | Constraint | Industrial | MW | 101.854
2040 | Total capacity | Constraint | Residential | MW | 625.8685
2040 | Total capacity | Environmental | Commercial | MW | 166.144
2040 | Total capacity | Environmental | Industrial | MW | 145.554
2040 | Total capacity | Environmental | Residential | MW | 1187.4386
2040 | Total capacity | Growth | Commercial | MW | 146.221
2040 | Total capacity | Growth | Industrial | MW | 129.189
2040 | Total capacity | Growth | Residential | MW | 922.2804
2040 | Total capacity | Innovation | Commercial | MW | 166.144
2040 | Total capacity | Innovation | Industrial | MW | 145.554
2040 | Total capacity | Innovation | Residential | MW | 1187.4386
2040 | Total capacity | Reference | Commercial | MW | 128.55
2040 | Total capacity | Reference | Industrial | MW | 114.694
2040 | Total capacity | Reference | Residential | MW | 811.4178
2041 | Annual generation from new connections | Constraint | Commercial | MWh | 78918.7962
2041 | Annual generation from new connections | Constraint | Industrial | MWh | 64462.65
2041 | Annual generation from new connections | Constraint | Residential | MWh | 494373.6529
2041 | Annual generation from new connections | Environmental | Commercial | MWh | 164201.2944
2041 | Annual generation from new connections | Environmental | Industrial | MWh | 125622.78
2041 | Annual generation from new connections | Environmental | Residential | MWh | 1297426.483
2041 | Annual generation from new connections | Growth | Commercial | MWh | 135755.1654
2041 | Annual generation from new connections | Growth | Industrial | MWh | 102524.193
2041 | Annual generation from new connections | Growth | Residential | MWh | 913598.0821
2041 | Annual generation from new connections | Innovation | Commercial | MWh | 164201.2944
2041 | Annual generation from new connections | Innovation | Industrial | MWh | 125622.78
2041 | Annual generation from new connections | Innovation | Residential | MWh | 1297426.483
2041 | Annual generation from new connections | Reference | Commercial | MWh | 110784.3036
2041 | Annual generation from new connections | Reference | Industrial | MWh | 82245.45
2041 | Annual generation from new connections | Reference | Residential | MWh | 755424.2677
2041 | Cumulative new ICPs | Constraint | Commercial | Number | 2841
2041 | Cumulative new ICPs | Constraint | Industrial | Number | 2075
2041 | Cumulative new ICPs | Constraint | Residential | Number | 81779
2041 | Cumulative new ICPs | Environmental | Commercial | Number | 5911
2041 | Cumulative new ICPs | Environmental | Industrial | Number | 4043
2041 | Cumulative new ICPs | Environmental | Residential | Number | 214620
2041 | Cumulative new ICPs | Growth | Commercial | Number | 4887
2041 | Cumulative new ICPs | Growth | Industrial | Number | 3300
2041 | Cumulative new ICPs | Growth | Residential | Number | 151127
2041 | Cumulative new ICPs | Innovation | Commercial | Number | 5911
2041 | Cumulative new ICPs | Innovation | Industrial | Number | 4043
2041 | Cumulative new ICPs | Innovation | Residential | Number | 214620
2041 | Cumulative new ICPs | Reference | Commercial | Number | 3988
2041 | Cumulative new ICPs | Reference | Industrial | Number | 2647
2041 | Cumulative new ICPs | Reference | Residential | Number | 124962
2041 | Cumulative new capacity | Constraint | Commercial | MW | 62.131
2041 | Cumulative new capacity | Constraint | Industrial | MW | 50.75
2041 | Cumulative new capacity | Constraint | Residential | MW | 389.2093
2041 | Cumulative new capacity | Environmental | Commercial | MW | 129.272
2041 | Cumulative new capacity | Environmental | Industrial | MW | 98.9
2041 | Cumulative new capacity | Environmental | Residential | MW | 1021.4348
2041 | Cumulative new capacity | Growth | Commercial | MW | 106.877
2041 | Cumulative new capacity | Growth | Industrial | MW | 80.715
2041 | Cumulative new capacity | Growth | Residential | MW | 719.2553
2041 | Cumulative new capacity | Innovation | Commercial | MW | 129.272
2041 | Cumulative new capacity | Innovation | Industrial | MW | 98.9
2041 | Cumulative new capacity | Innovation | Residential | MW | 1021.4348
2041 | Cumulative new capacity | Reference | Commercial | MW | 87.218
2041 | Cumulative new capacity | Reference | Industrial | MW | 64.75
2041 | Cumulative new capacity | Reference | Residential | MW | 594.7286
2041 | Total ICPs | Constraint | Commercial | Number | 4897
2041 | Total ICPs | Constraint | Industrial | Number | 3776
2041 | Total ICPs | Constraint | Residential | Number | 134365
2041 | Total ICPs | Environmental | Commercial | Number | 7967
2041 | Total ICPs | Environmental | Industrial | Number | 5744
2041 | Total ICPs | Environmental | Residential | Number | 267206
2041 | Total ICPs | Growth | Commercial | Number | 6943
2041 | Total ICPs | Growth | Industrial | Number | 5001
2041 | Total ICPs | Growth | Residential | Number | 203713
2041 | Total ICPs | Innovation | Commercial | Number | 7967
2041 | Total ICPs | Innovation | Industrial | Number | 5744
2041 | Total ICPs | Innovation | Residential | Number | 267206
2041 | Total ICPs | Reference | Commercial | Number | 6044
2041 | Total ICPs | Reference | Industrial | Number | 4348
2041 | Total ICPs | Reference | Residential | Number | 177548
2041 | Total capacity | Constraint | Commercial | MW | 107.314
2041 | Total capacity | Constraint | Industrial | MW | 102.799
2041 | Total capacity | Constraint | Residential | MW | 638.4043
2041 | Total capacity | Environmental | Commercial | MW | 174.455
2041 | Total capacity | Environmental | Industrial | MW | 150.949
2041 | Total capacity | Environmental | Residential | MW | 1270.6298
2041 | Total capacity | Growth | Commercial | MW | 152.06
2041 | Total capacity | Growth | Industrial | MW | 132.764
2041 | Total capacity | Growth | Residential | MW | 968.4503
2041 | Total capacity | Innovation | Commercial | MW | 174.455
2041 | Total capacity | Innovation | Industrial | MW | 150.949
2041 | Total capacity | Innovation | Residential | MW | 1270.6298
2041 | Total capacity | Reference | Commercial | MW | 132.401
2041 | Total capacity | Reference | Industrial | MW | 116.799
2041 | Total capacity | Reference | Residential | MW | 843.9236
2042 | Annual generation from new connections | Constraint | Commercial | MWh | 80949.846
2042 | Annual generation from new connections | Constraint | Industrial | MWh | 65618.532
2042 | Annual generation from new connections | Constraint | Residential | MWh | 510610.1114
2042 | Annual generation from new connections | Environmental | Commercial | MWh | 175232.9814
2042 | Annual generation from new connections | Environmental | Industrial | MWh | 132786.708
2042 | Annual generation from new connections | Environmental | Residential | MWh | 1410509.5945
2042 | Annual generation from new connections | Growth | Commercial | MWh | 143451.3072
2042 | Annual generation from new connections | Growth | Industrial | MWh | 107192.178
2042 | Annual generation from new connections | Growth | Residential | MWh | 975169.1218
2042 | Annual generation from new connections | Innovation | Commercial | MWh | 175232.9814
2042 | Annual generation from new connections | Innovation | Industrial | MWh | 132786.708
2042 | Annual generation from new connections | Innovation | Residential | MWh | 1410509.5945
2042 | Annual generation from new connections | Reference | Commercial | MWh | 115834.6188
2042 | Annual generation from new connections | Reference | Industrial | MWh | 84919.221
2042 | Annual generation from new connections | Reference | Residential | MWh | 798351.3118
2042 | Cumulative new ICPs | Constraint | Commercial | Number | 2914
2042 | Cumulative new ICPs | Constraint | Industrial | Number | 2112
2042 | Cumulative new ICPs | Constraint | Residential | Number | 84465
2042 | Cumulative new ICPs | Environmental | Commercial | Number | 6308
2042 | Cumulative new ICPs | Environmental | Industrial | Number | 4274
2042 | Cumulative new ICPs | Environmental | Residential | Number | 233326
2042 | Cumulative new ICPs | Growth | Commercial | Number | 5164
2042 | Cumulative new ICPs | Growth | Industrial | Number | 3450
2042 | Cumulative new ICPs | Growth | Residential | Number | 161312
2042 | Cumulative new ICPs | Innovation | Commercial | Number | 6308
2042 | Cumulative new ICPs | Innovation | Industrial | Number | 4274
2042 | Cumulative new ICPs | Innovation | Residential | Number | 233326
2042 | Cumulative new ICPs | Reference | Commercial | Number | 4170
2042 | Cumulative new ICPs | Reference | Industrial | Number | 2733
2042 | Cumulative new ICPs | Reference | Residential | Number | 132063
2042 | Cumulative new capacity | Constraint | Commercial | MW | 63.73
2042 | Cumulative new capacity | Constraint | Industrial | MW | 51.66
2042 | Cumulative new capacity | Constraint | Residential | MW | 401.9919
2042 | Cumulative new capacity | Environmental | Commercial | MW | 137.957
2042 | Cumulative new capacity | Environmental | Industrial | MW | 104.54
2042 | Cumulative new capacity | Environmental | Residential | MW | 1110.4626
2042 | Cumulative new capacity | Growth | Commercial | MW | 112.936
2042 | Cumulative new capacity | Growth | Industrial | MW | 84.39
2042 | Cumulative new capacity | Growth | Residential | MW | 767.7288
2042 | Cumulative new capacity | Innovation | Commercial | MW | 137.957
2042 | Cumulative new capacity | Innovation | Industrial | MW | 104.54
2042 | Cumulative new capacity | Innovation | Residential | MW | 1110.4626
2042 | Cumulative new capacity | Reference | Commercial | MW | 91.194
2042 | Cumulative new capacity | Reference | Industrial | MW | 66.855
2042 | Cumulative new capacity | Reference | Residential | MW | 628.5241
2042 | Total ICPs | Constraint | Commercial | Number | 4970
2042 | Total ICPs | Constraint | Industrial | Number | 3813
2042 | Total ICPs | Constraint | Residential | Number | 137051
2042 | Total ICPs | Environmental | Commercial | Number | 8364
2042 | Total ICPs | Environmental | Industrial | Number | 5975
2042 | Total ICPs | Environmental | Residential | Number | 285912
2042 | Total ICPs | Growth | Commercial | Number | 7220
2042 | Total ICPs | Growth | Industrial | Number | 5151
2042 | Total ICPs | Growth | Residential | Number | 213898
2042 | Total ICPs | Innovation | Commercial | Number | 8364
2042 | Total ICPs | Innovation | Industrial | Number | 5975
2042 | Total ICPs | Innovation | Residential | Number | 285912
2042 | Total ICPs | Reference | Commercial | Number | 6226
2042 | Total ICPs | Reference | Industrial | Number | 4434
2042 | Total ICPs | Reference | Residential | Number | 184649
2042 | Total capacity | Constraint | Commercial | MW | 108.913
2042 | Total capacity | Constraint | Industrial | MW | 103.709
2042 | Total capacity | Constraint | Residential | MW | 651.1869
2042 | Total capacity | Environmental | Commercial | MW | 183.14
2042 | Total capacity | Environmental | Industrial | MW | 156.589
2042 | Total capacity | Environmental | Residential | MW | 1359.6576
2042 | Total capacity | Growth | Commercial | MW | 158.119
2042 | Total capacity | Growth | Industrial | MW | 136.439
2042 | Total capacity | Growth | Residential | MW | 1016.9238
2042 | Total capacity | Innovation | Commercial | MW | 183.14
2042 | Total capacity | Innovation | Industrial | MW | 156.589
2042 | Total capacity | Innovation | Residential | MW | 1359.6576
2042 | Total capacity | Reference | Commercial | MW | 136.377
2042 | Total capacity | Reference | Industrial | MW | 118.904
2042 | Total capacity | Reference | Residential | MW | 877.7191
2043 | Annual generation from new connections | Constraint | Commercial | MWh | 83055.8376
2043 | Annual generation from new connections | Constraint | Industrial | MWh | 66818.871
2043 | Annual generation from new connections | Constraint | Residential | MWh | 527186.9835
2043 | Annual generation from new connections | Environmental | Commercial | MWh | 186842.6094
2043 | Annual generation from new connections | Environmental | Industrial | MWh | 140191.974
2043 | Annual generation from new connections | Environmental | Residential | MWh | 1531485.9829
2043 | Annual generation from new connections | Growth | Commercial | MWh | 151482.7818
2043 | Annual generation from new connections | Growth | Industrial | MWh | 111999.885
2043 | Annual generation from new connections | Growth | Residential | MWh | 1039822.4288
2043 | Annual generation from new connections | Innovation | Commercial | MWh | 186842.6094
2043 | Annual generation from new connections | Innovation | Industrial | MWh | 140191.974
2043 | Annual generation from new connections | Innovation | Residential | MWh | 1531485.9829
2043 | Annual generation from new connections | Reference | Commercial | MWh | 121005.603
2043 | Annual generation from new connections | Reference | Industrial | MWh | 87669.204
2043 | Annual generation from new connections | Reference | Residential | MWh | 843001.1282
2043 | Cumulative new ICPs | Constraint | Commercial | Number | 2990
2043 | Cumulative new ICPs | Constraint | Industrial | Number | 2151
2043 | Cumulative new ICPs | Constraint | Residential | Number | 87207
2043 | Cumulative new ICPs | Environmental | Commercial | Number | 6726
2043 | Cumulative new ICPs | Environmental | Industrial | Number | 4512
2043 | Cumulative new ICPs | Environmental | Residential | Number | 253338
2043 | Cumulative new ICPs | Growth | Commercial | Number | 5453
2043 | Cumulative new ICPs | Growth | Industrial | Number | 3605
2043 | Cumulative new ICPs | Growth | Residential | Number | 172007
2043 | Cumulative new ICPs | Innovation | Commercial | Number | 6726
2043 | Cumulative new ICPs | Innovation | Industrial | Number | 4512
2043 | Cumulative new ICPs | Innovation | Residential | Number | 253338
2043 | Cumulative new ICPs | Reference | Commercial | Number | 4356
2043 | Cumulative new ICPs | Reference | Industrial | Number | 2822
2043 | Cumulative new ICPs | Reference | Residential | Number | 139449
2043 | Cumulative new capacity | Constraint | Commercial | MW | 65.388
2043 | Cumulative new capacity | Constraint | Industrial | MW | 52.605
2043 | Cumulative new capacity | Constraint | Residential | MW | 415.0425
2043 | Cumulative new capacity | Environmental | Commercial | MW | 147.097
2043 | Cumulative new capacity | Environmental | Industrial | MW | 110.37
2043 | Cumulative new capacity | Environmental | Residential | MW | 1205.7046
2043 | Cumulative new capacity | Growth | Commercial | MW | 119.259
2043 | Cumulative new capacity | Growth | Industrial | MW | 88.175
2043 | Cumulative new capacity | Growth | Residential | MW | 818.6289
2043 | Cumulative new capacity | Innovation | Commercial | MW | 147.097
2043 | Cumulative new capacity | Innovation | Industrial | MW | 110.37
2043 | Cumulative new capacity | Innovation | Residential | MW | 1205.7046
2043 | Cumulative new capacity | Reference | Commercial | MW | 95.265
2043 | Cumulative new capacity | Reference | Industrial | MW | 69.02
2043 | Cumulative new capacity | Reference | Residential | MW | 663.6759
2043 | Total ICPs | Constraint | Commercial | Number | 5046
2043 | Total ICPs | Constraint | Industrial | Number | 3852
2043 | Total ICPs | Constraint | Residential | Number | 139793
2043 | Total ICPs | Environmental | Commercial | Number | 8782
2043 | Total ICPs | Environmental | Industrial | Number | 6213
2043 | Total ICPs | Environmental | Residential | Number | 305924
2043 | Total ICPs | Growth | Commercial | Number | 7509
2043 | Total ICPs | Growth | Industrial | Number | 5306
2043 | Total ICPs | Growth | Residential | Number | 224593
2043 | Total ICPs | Innovation | Commercial | Number | 8782
2043 | Total ICPs | Innovation | Industrial | Number | 6213
2043 | Total ICPs | Innovation | Residential | Number | 305924
2043 | Total ICPs | Reference | Commercial | Number | 6412
2043 | Total ICPs | Reference | Industrial | Number | 4523
2043 | Total ICPs | Reference | Residential | Number | 192035
2043 | Total capacity | Constraint | Commercial | MW | 110.571
2043 | Total capacity | Constraint | Industrial | MW | 104.654
2043 | Total capacity | Constraint | Residential | MW | 664.2375
2043 | Total capacity | Environmental | Commercial | MW | 192.28
2043 | Total capacity | Environmental | Industrial | MW | 162.419
2043 | Total capacity | Environmental | Residential | MW | 1454.8996
2043 | Total capacity | Growth | Commercial | MW | 164.442
2043 | Total capacity | Growth | Industrial | MW | 140.224
2043 | Total capacity | Growth | Residential | MW | 1067.8239
2043 | Total capacity | Innovation | Commercial | MW | 192.28
2043 | Total capacity | Innovation | Industrial | MW | 162.419
2043 | Total capacity | Innovation | Residential | MW | 1454.8996
2043 | Total capacity | Reference | Commercial | MW | 140.448
2043 | Total capacity | Reference | Industrial | MW | 121.069
2043 | Total capacity | Reference | Residential | MW | 912.8709
2044 | Annual generation from new connections | Constraint | Commercial | MWh | 85142.7762
2044 | Annual generation from new connections | Constraint | Industrial | MWh | 68006.508
2044 | Annual generation from new connections | Constraint | Residential | MWh | 544095.2508
2044 | Annual generation from new connections | Environmental | Commercial | MWh | 199067.0142
2044 | Annual generation from new connections | Environmental | Industrial | MWh | 147927.492
2044 | Annual generation from new connections | Environmental | Residential | MWh | 1660944.8939
2044 | Annual generation from new connections | Growth | Commercial | MWh | 159840.6978
2044 | Annual generation from new connections | Growth | Industrial | MWh | 116921.91
2044 | Annual generation from new connections | Growth | Residential | MWh | 1107704.3302
2044 | Annual generation from new connections | Innovation | Commercial | MWh | 199067.0142
2044 | Annual generation from new connections | Innovation | Industrial | MWh | 147927.492
2044 | Annual generation from new connections | Innovation | Residential | MWh | 1660944.8939
2044 | Annual generation from new connections | Reference | Commercial | MWh | 126363.3066
2044 | Annual generation from new connections | Reference | Industrial | MWh | 90501.75
2044 | Annual generation from new connections | Reference | Residential | MWh | 889434.4324
2044 | Cumulative new ICPs | Constraint | Commercial | Number | 3065
2044 | Cumulative new ICPs | Constraint | Industrial | Number | 2189
2044 | Cumulative new ICPs | Constraint | Residential | Number | 90004
2044 | Cumulative new ICPs | Environmental | Commercial | Number | 7166
2044 | Cumulative new ICPs | Environmental | Industrial | Number | 4761
2044 | Cumulative new ICPs | Environmental | Residential | Number | 274753
2044 | Cumulative new ICPs | Growth | Commercial | Number | 5754
2044 | Cumulative new ICPs | Growth | Industrial | Number | 3763
2044 | Cumulative new ICPs | Growth | Residential | Number | 183236
2044 | Cumulative new ICPs | Innovation | Commercial | Number | 7166
2044 | Cumulative new ICPs | Innovation | Industrial | Number | 4761
2044 | Cumulative new ICPs | Innovation | Residential | Number | 274753
2044 | Cumulative new ICPs | Reference | Commercial | Number | 4549
2044 | Cumulative new ICPs | Reference | Industrial | Number | 2913
2044 | Cumulative new ICPs | Reference | Residential | Number | 147130
2044 | Cumulative new capacity | Constraint | Commercial | MW | 67.031
2044 | Cumulative new capacity | Constraint | Industrial | MW | 53.54
2044 | Cumulative new capacity | Constraint | Residential | MW | 428.354
2044 | Cumulative new capacity | Environmental | Commercial | MW | 156.721
2044 | Cumulative new capacity | Environmental | Industrial | MW | 116.46
2044 | Cumulative new capacity | Environmental | Residential | MW | 1307.6247
2044 | Cumulative new capacity | Growth | Commercial | MW | 125.839
2044 | Cumulative new capacity | Growth | Industrial | MW | 92.05
2044 | Cumulative new capacity | Growth | Residential | MW | 872.0708
2044 | Cumulative new capacity | Innovation | Commercial | MW | 156.721
2044 | Cumulative new capacity | Innovation | Industrial | MW | 116.46
2044 | Cumulative new capacity | Innovation | Residential | MW | 1307.6247
2044 | Cumulative new capacity | Reference | Commercial | MW | 99.483
2044 | Cumulative new capacity | Reference | Industrial | MW | 71.25
2044 | Cumulative new capacity | Reference | Residential | MW | 700.2318
2044 | Total ICPs | Constraint | Commercial | Number | 5121
2044 | Total ICPs | Constraint | Industrial | Number | 3890
2044 | Total ICPs | Constraint | Residential | Number | 142590
2044 | Total ICPs | Environmental | Commercial | Number | 9222
2044 | Total ICPs | Environmental | Industrial | Number | 6462
2044 | Total ICPs | Environmental | Residential | Number | 327339
2044 | Total ICPs | Growth | Commercial | Number | 7810
2044 | Total ICPs | Growth | Industrial | Number | 5464
2044 | Total ICPs | Growth | Residential | Number | 235822
2044 | Total ICPs | Innovation | Commercial | Number | 9222
2044 | Total ICPs | Innovation | Industrial | Number | 6462
2044 | Total ICPs | Innovation | Residential | Number | 327339
2044 | Total ICPs | Reference | Commercial | Number | 6605
2044 | Total ICPs | Reference | Industrial | Number | 4614
2044 | Total ICPs | Reference | Residential | Number | 199716
2044 | Total capacity | Constraint | Commercial | MW | 112.214
2044 | Total capacity | Constraint | Industrial | MW | 105.589
2044 | Total capacity | Constraint | Residential | MW | 677.549
2044 | Total capacity | Environmental | Commercial | MW | 201.904
2044 | Total capacity | Environmental | Industrial | MW | 168.509
2044 | Total capacity | Environmental | Residential | MW | 1556.8197
2044 | Total capacity | Growth | Commercial | MW | 171.022
2044 | Total capacity | Growth | Industrial | MW | 144.099
2044 | Total capacity | Growth | Residential | MW | 1121.2658
2044 | Total capacity | Innovation | Commercial | MW | 201.904
2044 | Total capacity | Innovation | Industrial | MW | 168.509
2044 | Total capacity | Innovation | Residential | MW | 1556.8197
2044 | Total capacity | Reference | Commercial | MW | 144.666
2044 | Total capacity | Reference | Industrial | MW | 123.299
2044 | Total capacity | Reference | Residential | MW | 949.4268
2045 | Annual generation from new connections | Constraint | Commercial | MWh | 87276.7122
2045 | Annual generation from new connections | Constraint | Industrial | MWh | 69194.145
2045 | Annual generation from new connections | Constraint | Residential | MWh | 561336.9456
2045 | Annual generation from new connections | Environmental | Commercial | MWh | 211850.307
2045 | Annual generation from new connections | Environmental | Industrial | MWh | 155948.805
2045 | Annual generation from new connections | Environmental | Residential | MWh | 1799471.5087
2045 | Annual generation from new connections | Growth | Commercial | MWh | 168533.9466
2045 | Annual generation from new connections | Growth | Industrial | MWh | 122015.412
2045 | Annual generation from new connections | Growth | Residential | MWh | 1178983.0004
2045 | Annual generation from new connections | Innovation | Commercial | MWh | 211850.307
2045 | Annual generation from new connections | Innovation | Industrial | MWh | 155948.805
2045 | Annual generation from new connections | Innovation | Residential | MWh | 1799471.5087
2045 | Annual generation from new connections | Reference | Commercial | MWh | 131841.6792
2045 | Annual generation from new connections | Reference | Industrial | MWh | 93334.296
2045 | Annual generation from new connections | Reference | Residential | MWh | 937729.8497
2045 | Cumulative new ICPs | Constraint | Commercial | Number | 3142
2045 | Cumulative new ICPs | Constraint | Industrial | Number | 2227
2045 | Cumulative new ICPs | Constraint | Residential | Number | 92856
2045 | Cumulative new ICPs | Environmental | Commercial | Number | 7626
2045 | Cumulative new ICPs | Environmental | Industrial | Number | 5019
2045 | Cumulative new ICPs | Environmental | Residential | Number | 297668
2045 | Cumulative new ICPs | Growth | Commercial | Number | 6067
2045 | Cumulative new ICPs | Growth | Industrial | Number | 3927
2045 | Cumulative new ICPs | Growth | Residential | Number | 195027
2045 | Cumulative new ICPs | Innovation | Commercial | Number | 7626
2045 | Cumulative new ICPs | Innovation | Industrial | Number | 5019
2045 | Cumulative new ICPs | Innovation | Residential | Number | 297668
2045 | Cumulative new ICPs | Reference | Commercial | Number | 4746
2045 | Cumulative new ICPs | Reference | Industrial | Number | 3004
2045 | Cumulative new ICPs | Reference | Residential | Number | 155119
2045 | Cumulative new capacity | Constraint | Commercial | MW | 68.711
2045 | Cumulative new capacity | Constraint | Industrial | MW | 54.475
2045 | Cumulative new capacity | Constraint | Residential | MW | 441.928
2045 | Cumulative new capacity | Environmental | Commercial | MW | 166.785
2045 | Cumulative new capacity | Environmental | Industrial | MW | 122.775
2045 | Cumulative new capacity | Environmental | Residential | MW | 1416.6836
2045 | Cumulative new capacity | Growth | Commercial | MW | 132.683
2045 | Cumulative new capacity | Growth | Industrial | MW | 96.06
2045 | Cumulative new capacity | Growth | Residential | MW | 928.1869
2045 | Cumulative new capacity | Innovation | Commercial | MW | 166.785
2045 | Cumulative new capacity | Innovation | Industrial | MW | 122.775
2045 | Cumulative new capacity | Innovation | Residential | MW | 1416.6836
2045 | Cumulative new capacity | Reference | Commercial | MW | 103.796
2045 | Cumulative new capacity | Reference | Industrial | MW | 73.48
2045 | Cumulative new capacity | Reference | Residential | MW | 738.2537
2045 | Total ICPs | Constraint | Commercial | Number | 5198
2045 | Total ICPs | Constraint | Industrial | Number | 3928
2045 | Total ICPs | Constraint | Residential | Number | 145442
2045 | Total ICPs | Environmental | Commercial | Number | 9682
2045 | Total ICPs | Environmental | Industrial | Number | 6720
2045 | Total ICPs | Environmental | Residential | Number | 350254
2045 | Total ICPs | Growth | Commercial | Number | 8123
2045 | Total ICPs | Growth | Industrial | Number | 5628
2045 | Total ICPs | Growth | Residential | Number | 247613
2045 | Total ICPs | Innovation | Commercial | Number | 9682
2045 | Total ICPs | Innovation | Industrial | Number | 6720
2045 | Total ICPs | Innovation | Residential | Number | 350254
2045 | Total ICPs | Reference | Commercial | Number | 6802
2045 | Total ICPs | Reference | Industrial | Number | 4705
2045 | Total ICPs | Reference | Residential | Number | 207705
2045 | Total capacity | Constraint | Commercial | MW | 113.894
2045 | Total capacity | Constraint | Industrial | MW | 106.524
2045 | Total capacity | Constraint | Residential | MW | 691.123
2045 | Total capacity | Environmental | Commercial | MW | 211.968
2045 | Total capacity | Environmental | Industrial | MW | 174.824
2045 | Total capacity | Environmental | Residential | MW | 1665.8786
2045 | Total capacity | Growth | Commercial | MW | 177.866
2045 | Total capacity | Growth | Industrial | MW | 148.109
2045 | Total capacity | Growth | Residential | MW | 1177.3819
2045 | Total capacity | Innovation | Commercial | MW | 211.968
2045 | Total capacity | Innovation | Industrial | MW | 174.824
2045 | Total capacity | Innovation | Residential | MW | 1665.8786
2045 | Total capacity | Reference | Commercial | MW | 148.979
2045 | Total capacity | Reference | Industrial | MW | 125.529
2045 | Total capacity | Reference | Residential | MW | 987.4487
2046 | Annual generation from new connections | Constraint | Commercial | MWh | 89447.484
2046 | Annual generation from new connections | Constraint | Industrial | MWh | 70426.239
2046 | Annual generation from new connections | Constraint | Residential | MWh | 578916.0055
2046 | Annual generation from new connections | Environmental | Commercial | MWh | 225295.374
2046 | Annual generation from new connections | Environmental | Industrial | MWh | 164300.37
2046 | Annual generation from new connections | Environmental | Residential | MWh | 1947681.8743
2046 | Annual generation from new connections | Growth | Commercial | MWh | 177562.5282
2046 | Annual generation from new connections | Growth | Industrial | MWh | 127267.689
2046 | Annual generation from new connections | Growth | Residential | MWh | 1253822.6763
2046 | Annual generation from new connections | Innovation | Commercial | MWh | 225295.374
2046 | Annual generation from new connections | Innovation | Industrial | MWh | 164300.37
2046 | Annual generation from new connections | Innovation | Residential | MWh | 1947681.8743
2046 | Annual generation from new connections | Reference | Commercial | MWh | 137506.7712
2046 | Annual generation from new connections | Reference | Industrial | MWh | 96306.564
2046 | Annual generation from new connections | Reference | Residential | MWh | 987947.0797
2046 | Cumulative new ICPs | Constraint | Commercial | Number | 3220
2046 | Cumulative new ICPs | Constraint | Industrial | Number | 2267
2046 | Cumulative new ICPs | Constraint | Residential | Number | 95764
2046 | Cumulative new ICPs | Environmental | Commercial | Number | 8110
2046 | Cumulative new ICPs | Environmental | Industrial | Number | 5288
2046 | Cumulative new ICPs | Environmental | Residential | Number | 322185
2046 | Cumulative new ICPs | Growth | Commercial | Number | 6392
2046 | Cumulative new ICPs | Growth | Industrial | Number | 4096
2046 | Cumulative new ICPs | Growth | Residential | Number | 207407
2046 | Cumulative new ICPs | Innovation | Commercial | Number | 8110
2046 | Cumulative new ICPs | Innovation | Industrial | Number | 5288
2046 | Cumulative new ICPs | Innovation | Residential | Number | 322185
2046 | Cumulative new ICPs | Reference | Commercial | Number | 4950
2046 | Cumulative new ICPs | Reference | Industrial | Number | 3100
2046 | Cumulative new ICPs | Reference | Residential | Number | 163426
2046 | Cumulative new capacity | Constraint | Commercial | MW | 70.42
2046 | Cumulative new capacity | Constraint | Industrial | MW | 55.445
2046 | Cumulative new capacity | Constraint | Residential | MW | 455.7676
2046 | Cumulative new capacity | Environmental | Commercial | MW | 177.37
2046 | Cumulative new capacity | Environmental | Industrial | MW | 129.35
2046 | Cumulative new capacity | Environmental | Residential | MW | 1533.3663
2046 | Cumulative new capacity | Growth | Commercial | MW | 139.791
2046 | Cumulative new capacity | Growth | Industrial | MW | 100.195
2046 | Cumulative new capacity | Growth | Residential | MW | 987.1065
2046 | Cumulative new capacity | Innovation | Commercial | MW | 177.37
2046 | Cumulative new capacity | Innovation | Industrial | MW | 129.35
2046 | Cumulative new capacity | Innovation | Residential | MW | 1533.3663
2046 | Cumulative new capacity | Reference | Commercial | MW | 108.256
2046 | Cumulative new capacity | Reference | Industrial | MW | 75.82
2046 | Cumulative new capacity | Reference | Residential | MW | 777.7886
2046 | Total ICPs | Constraint | Commercial | Number | 5276
2046 | Total ICPs | Constraint | Industrial | Number | 3968
2046 | Total ICPs | Constraint | Residential | Number | 148350
2046 | Total ICPs | Environmental | Commercial | Number | 10166
2046 | Total ICPs | Environmental | Industrial | Number | 6989
2046 | Total ICPs | Environmental | Residential | Number | 374771
2046 | Total ICPs | Growth | Commercial | Number | 8448
2046 | Total ICPs | Growth | Industrial | Number | 5797
2046 | Total ICPs | Growth | Residential | Number | 259993
2046 | Total ICPs | Innovation | Commercial | Number | 10166
2046 | Total ICPs | Innovation | Industrial | Number | 6989
2046 | Total ICPs | Innovation | Residential | Number | 374771
2046 | Total ICPs | Reference | Commercial | Number | 7006
2046 | Total ICPs | Reference | Industrial | Number | 4801
2046 | Total ICPs | Reference | Residential | Number | 216012
2046 | Total capacity | Constraint | Commercial | MW | 115.603
2046 | Total capacity | Constraint | Industrial | MW | 107.494
2046 | Total capacity | Constraint | Residential | MW | 704.9626
2046 | Total capacity | Environmental | Commercial | MW | 222.553
2046 | Total capacity | Environmental | Industrial | MW | 181.399
2046 | Total capacity | Environmental | Residential | MW | 1782.5613
2046 | Total capacity | Growth | Commercial | MW | 184.974
2046 | Total capacity | Growth | Industrial | MW | 152.244
2046 | Total capacity | Growth | Residential | MW | 1236.3015
2046 | Total capacity | Innovation | Commercial | MW | 222.553
2046 | Total capacity | Innovation | Industrial | MW | 181.399
2046 | Total capacity | Innovation | Residential | MW | 1782.5613
2046 | Total capacity | Reference | Commercial | MW | 153.439
2046 | Total capacity | Reference | Industrial | MW | 127.869
2046 | Total capacity | Reference | Residential | MW | 1026.9836
2047 | Annual generation from new connections | Constraint | Commercial | MWh | 91618.2558
2047 | Annual generation from new connections | Constraint | Industrial | MWh | 71645.631
2047 | Annual generation from new connections | Constraint | Residential | MWh | 596852.3727
2047 | Annual generation from new connections | Environmental | Commercial | MWh | 239430.1596
2047 | Annual generation from new connections | Environmental | Industrial | MWh | 172969.485
2047 | Annual generation from new connections | Environmental | Residential | MWh | 2106259.7392
2047 | Annual generation from new connections | Growth | Commercial | MWh | 186926.4426
2047 | Annual generation from new connections | Growth | Industrial | MWh | 132659.688
2047 | Annual generation from new connections | Growth | Residential | MWh | 1332404.4884
2047 | Annual generation from new connections | Innovation | Commercial | MWh | 239430.1596
2047 | Annual generation from new connections | Innovation | Industrial | MWh | 172969.485
2047 | Annual generation from new connections | Innovation | Residential | MWh | 2106259.7392
2047 | Annual generation from new connections | Reference | Commercial | MWh | 143367.474
2047 | Annual generation from new connections | Reference | Industrial | MWh | 99266.13
2047 | Annual generation from new connections | Reference | Residential | MWh | 1040184.6898
2047 | Cumulative new ICPs | Constraint | Commercial | Number | 3298
2047 | Cumulative new ICPs | Constraint | Industrial | Number | 2306
2047 | Cumulative new ICPs | Constraint | Residential | Number | 98731
2047 | Cumulative new ICPs | Environmental | Commercial | Number | 8619
2047 | Cumulative new ICPs | Environmental | Industrial | Number | 5567
2047 | Cumulative new ICPs | Environmental | Residential | Number | 348417
2047 | Cumulative new ICPs | Growth | Commercial | Number | 6729
2047 | Cumulative new ICPs | Growth | Industrial | Number | 4270
2047 | Cumulative new ICPs | Growth | Residential | Number | 220406
2047 | Cumulative new ICPs | Innovation | Commercial | Number | 8619
2047 | Cumulative new ICPs | Innovation | Industrial | Number | 5567
2047 | Cumulative new ICPs | Innovation | Residential | Number | 348417
2047 | Cumulative new ICPs | Reference | Commercial | Number | 5161
2047 | Cumulative new ICPs | Reference | Industrial | Number | 3195
2047 | Cumulative new ICPs | Reference | Residential | Number | 172067
2047 | Cumulative new capacity | Constraint | Commercial | MW | 72.129
2047 | Cumulative new capacity | Constraint | Industrial | MW | 56.405
2047 | Cumulative new capacity | Constraint | Residential | MW | 469.8885
2047 | Cumulative new capacity | Environmental | Commercial | MW | 188.498
2047 | Cumulative new capacity | Environmental | Industrial | MW | 136.175
2047 | Cumulative new capacity | Environmental | Residential | MW | 1658.2111
2047 | Cumulative new capacity | Growth | Commercial | MW | 147.163
2047 | Cumulative new capacity | Growth | Industrial | MW | 104.44
2047 | Cumulative new capacity | Growth | Residential | MW | 1048.9722
2047 | Cumulative new capacity | Innovation | Commercial | MW | 188.498
2047 | Cumulative new capacity | Innovation | Industrial | MW | 136.175
2047 | Cumulative new capacity | Innovation | Residential | MW | 1658.2111
2047 | Cumulative new capacity | Reference | Commercial | MW | 112.87
2047 | Cumulative new capacity | Reference | Industrial | MW | 78.15
2047 | Cumulative new capacity | Reference | Residential | MW | 818.9141
2047 | Total ICPs | Constraint | Commercial | Number | 5354
2047 | Total ICPs | Constraint | Industrial | Number | 4007
2047 | Total ICPs | Constraint | Residential | Number | 151317
2047 | Total ICPs | Environmental | Commercial | Number | 10675
2047 | Total ICPs | Environmental | Industrial | Number | 7268
2047 | Total ICPs | Environmental | Residential | Number | 401003
2047 | Total ICPs | Growth | Commercial | Number | 8785
2047 | Total ICPs | Growth | Industrial | Number | 5971
2047 | Total ICPs | Growth | Residential | Number | 272992
2047 | Total ICPs | Innovation | Commercial | Number | 10675
2047 | Total ICPs | Innovation | Industrial | Number | 7268
2047 | Total ICPs | Innovation | Residential | Number | 401003
2047 | Total ICPs | Reference | Commercial | Number | 7217
2047 | Total ICPs | Reference | Industrial | Number | 4896
2047 | Total ICPs | Reference | Residential | Number | 224653
2047 | Total capacity | Constraint | Commercial | MW | 117.312
2047 | Total capacity | Constraint | Industrial | MW | 108.454
2047 | Total capacity | Constraint | Residential | MW | 719.0835
2047 | Total capacity | Environmental | Commercial | MW | 233.681
2047 | Total capacity | Environmental | Industrial | MW | 188.224
2047 | Total capacity | Environmental | Residential | MW | 1907.4061
2047 | Total capacity | Growth | Commercial | MW | 192.346
2047 | Total capacity | Growth | Industrial | MW | 156.489
2047 | Total capacity | Growth | Residential | MW | 1298.1672
2047 | Total capacity | Innovation | Commercial | MW | 233.681
2047 | Total capacity | Innovation | Industrial | MW | 188.224
2047 | Total capacity | Innovation | Residential | MW | 1907.4061
2047 | Total capacity | Reference | Commercial | MW | 158.053
2047 | Total capacity | Reference | Industrial | MW | 130.199
2047 | Total capacity | Reference | Residential | MW | 1068.1091
2048 | Annual generation from new connections | Constraint | Commercial | MWh | 93863.9694
2048 | Annual generation from new connections | Constraint | Industrial | MWh | 72909.48
2048 | Annual generation from new connections | Constraint | Residential | MWh | 615151.0009
2048 | Annual generation from new connections | Environmental | Commercial | MWh | 254263.5552
2048 | Annual generation from new connections | Environmental | Industrial | MWh | 182000.607
2048 | Annual generation from new connections | Environmental | Residential | MWh | 2275961.5077
2048 | Annual generation from new connections | Growth | Commercial | MWh | 196681.5786
2048 | Annual generation from new connections | Growth | Industrial | MWh | 138229.515
2048 | Annual generation from new connections | Growth | Residential | MWh | 1414921.5072
2048 | Annual generation from new connections | Innovation | Commercial | MWh | 254263.5552
2048 | Annual generation from new connections | Innovation | Industrial | MWh | 182000.607
2048 | Annual generation from new connections | Innovation | Residential | MWh | 2275961.5077
2048 | Annual generation from new connections | Reference | Commercial | MWh | 149367.8988
2048 | Annual generation from new connections | Reference | Industrial | MWh | 102333.663
2048 | Annual generation from new connections | Reference | Residential | MWh | 1094513.3032
2048 | Cumulative new ICPs | Constraint | Commercial | Number | 3379
2048 | Cumulative new ICPs | Constraint | Industrial | Number | 2347
2048 | Cumulative new ICPs | Constraint | Residential | Number | 101758
2048 | Cumulative new ICPs | Environmental | Commercial | Number | 9153
2048 | Cumulative new ICPs | Environmental | Industrial | Number | 5858
2048 | Cumulative new ICPs | Environmental | Residential | Number | 376489
2048 | Cumulative new ICPs | Growth | Commercial | Number | 7080
2048 | Cumulative new ICPs | Growth | Industrial | Number | 4449
2048 | Cumulative new ICPs | Growth | Residential | Number | 234056
2048 | Cumulative new ICPs | Innovation | Commercial | Number | 9153
2048 | Cumulative new ICPs | Innovation | Industrial | Number | 5858
2048 | Cumulative new ICPs | Innovation | Residential | Number | 376489
2048 | Cumulative new ICPs | Reference | Commercial | Number | 5377
2048 | Cumulative new ICPs | Reference | Industrial | Number | 3294
2048 | Cumulative new ICPs | Reference | Residential | Number | 181054
2048 | Cumulative new capacity | Constraint | Commercial | MW | 73.897
2048 | Cumulative new capacity | Constraint | Industrial | MW | 57.4
2048 | Cumulative new capacity | Constraint | Residential | MW | 484.2946
2048 | Cumulative new capacity | Environmental | Commercial | MW | 200.176
2048 | Cumulative new capacity | Environmental | Industrial | MW | 143.285
2048 | Cumulative new capacity | Environmental | Residential | MW | 1791.8135
2048 | Cumulative new capacity | Growth | Commercial | MW | 154.843
2048 | Cumulative new capacity | Growth | Industrial | MW | 108.825
2048 | Cumulative new capacity | Growth | Residential | MW | 1113.936
2048 | Cumulative new capacity | Innovation | Commercial | MW | 200.176
2048 | Cumulative new capacity | Innovation | Industrial | MW | 143.285
2048 | Cumulative new capacity | Innovation | Residential | MW | 1791.8135
2048 | Cumulative new capacity | Reference | Commercial | MW | 117.594
2048 | Cumulative new capacity | Reference | Industrial | MW | 80.565
2048 | Cumulative new capacity | Reference | Residential | MW | 861.6858
2048 | Total ICPs | Constraint | Commercial | Number | 5435
2048 | Total ICPs | Constraint | Industrial | Number | 4048
2048 | Total ICPs | Constraint | Residential | Number | 154344
2048 | Total ICPs | Environmental | Commercial | Number | 11209
2048 | Total ICPs | Environmental | Industrial | Number | 7559
2048 | Total ICPs | Environmental | Residential | Number | 429075
2048 | Total ICPs | Growth | Commercial | Number | 9136
2048 | Total ICPs | Growth | Industrial | Number | 6150
2048 | Total ICPs | Growth | Residential | Number | 286642
2048 | Total ICPs | Innovation | Commercial | Number | 11209
2048 | Total ICPs | Innovation | Industrial | Number | 7559
2048 | Total ICPs | Innovation | Residential | Number | 429075
2048 | Total ICPs | Reference | Commercial | Number | 7433
2048 | Total ICPs | Reference | Industrial | Number | 4995
2048 | Total ICPs | Reference | Residential | Number | 233640
2048 | Total capacity | Constraint | Commercial | MW | 119.08
2048 | Total capacity | Constraint | Industrial | MW | 109.449
2048 | Total capacity | Constraint | Residential | MW | 733.4896
2048 | Total capacity | Environmental | Commercial | MW | 245.359
2048 | Total capacity | Environmental | Industrial | MW | 195.334
2048 | Total capacity | Environmental | Residential | MW | 2041.0085
2048 | Total capacity | Growth | Commercial | MW | 200.026
2048 | Total capacity | Growth | Industrial | MW | 160.874
2048 | Total capacity | Growth | Residential | MW | 1363.131
2048 | Total capacity | Innovation | Commercial | MW | 245.359
2048 | Total capacity | Innovation | Industrial | MW | 195.334
2048 | Total capacity | Innovation | Residential | MW | 2041.0085
2048 | Total capacity | Reference | Commercial | MW | 162.777
2048 | Total capacity | Reference | Industrial | MW | 132.614
2048 | Total capacity | Reference | Residential | MW | 1110.8808
2049 | Annual generation from new connections | Constraint | Commercial | MWh | 96118.5744
2049 | Annual generation from new connections | Constraint | Industrial | MWh | 74160.627
2049 | Annual generation from new connections | Constraint | Residential | MWh | 633799.9503
2049 | Annual generation from new connections | Environmental | Commercial | MWh | 269823.5052
2049 | Annual generation from new connections | Environmental | Industrial | MWh | 191400.087
2049 | Annual generation from new connections | Environmental | Residential | MWh | 2457529.6116
2049 | Annual generation from new connections | Growth | Commercial | MWh | 206846.9892
2049 | Annual generation from new connections | Growth | Industrial | MWh | 143970.819
2049 | Annual generation from new connections | Growth | Residential | MWh | 1501568.8353
2049 | Annual generation from new connections | Innovation | Commercial | MWh | 269823.5052
2049 | Annual generation from new connections | Innovation | Industrial | MWh | 191400.087
2049 | Annual generation from new connections | Innovation | Residential | MWh | 2457529.6116
2049 | Annual generation from new connections | Reference | Commercial | MWh | 155563.9344
2049 | Annual generation from new connections | Reference | Industrial | MWh | 105420.249
2049 | Annual generation from new connections | Reference | Residential | MWh | 1151005.5752
2049 | Cumulative new ICPs | Constraint | Commercial | Number | 3460
2049 | Cumulative new ICPs | Constraint | Industrial | Number | 2387
2049 | Cumulative new ICPs | Constraint | Residential | Number | 104843
2049 | Cumulative new ICPs | Environmental | Commercial | Number | 9713
2049 | Cumulative new ICPs | Environmental | Industrial | Number | 6160
2049 | Cumulative new ICPs | Environmental | Residential | Number | 406524
2049 | Cumulative new ICPs | Growth | Commercial | Number | 7446
2049 | Cumulative new ICPs | Growth | Industrial | Number | 4634
2049 | Cumulative new ICPs | Growth | Residential | Number | 248389
2049 | Cumulative new ICPs | Innovation | Commercial | Number | 9713
2049 | Cumulative new ICPs | Innovation | Industrial | Number | 6160
2049 | Cumulative new ICPs | Innovation | Residential | Number | 406524
2049 | Cumulative new ICPs | Reference | Commercial | Number | 5600
2049 | Cumulative new ICPs | Reference | Industrial | Number | 3393
2049 | Cumulative new ICPs | Reference | Residential | Number | 190399
2049 | Cumulative new capacity | Constraint | Commercial | MW | 75.672
2049 | Cumulative new capacity | Constraint | Industrial | MW | 58.385
2049 | Cumulative new capacity | Constraint | Residential | MW | 498.9765
2049 | Cumulative new capacity | Environmental | Commercial | MW | 212.426
2049 | Cumulative new capacity | Environmental | Industrial | MW | 150.685
2049 | Cumulative new capacity | Environmental | Residential | MW | 1934.758
2049 | Cumulative new capacity | Growth | Commercial | MW | 162.846
2049 | Cumulative new capacity | Growth | Industrial | MW | 113.345
2049 | Cumulative new capacity | Growth | Residential | MW | 1182.1515
2049 | Cumulative new capacity | Innovation | Commercial | MW | 212.426
2049 | Cumulative new capacity | Innovation | Industrial | MW | 150.685
2049 | Cumulative new capacity | Innovation | Residential | MW | 1934.758
2049 | Cumulative new capacity | Reference | Commercial | MW | 122.472
2049 | Cumulative new capacity | Reference | Industrial | MW | 82.995
2049 | Cumulative new capacity | Reference | Residential | MW | 906.1609
2049 | Total ICPs | Constraint | Commercial | Number | 5516
2049 | Total ICPs | Constraint | Industrial | Number | 4088
2049 | Total ICPs | Constraint | Residential | Number | 157429
2049 | Total ICPs | Environmental | Commercial | Number | 11769
2049 | Total ICPs | Environmental | Industrial | Number | 7861
2049 | Total ICPs | Environmental | Residential | Number | 459110
2049 | Total ICPs | Growth | Commercial | Number | 9502
2049 | Total ICPs | Growth | Industrial | Number | 6335
2049 | Total ICPs | Growth | Residential | Number | 300975
2049 | Total ICPs | Innovation | Commercial | Number | 11769
2049 | Total ICPs | Innovation | Industrial | Number | 7861
2049 | Total ICPs | Innovation | Residential | Number | 459110
2049 | Total ICPs | Reference | Commercial | Number | 7656
2049 | Total ICPs | Reference | Industrial | Number | 5094
2049 | Total ICPs | Reference | Residential | Number | 242985
2049 | Total capacity | Constraint | Commercial | MW | 120.855
2049 | Total capacity | Constraint | Industrial | MW | 110.434
2049 | Total capacity | Constraint | Residential | MW | 748.1715
2049 | Total capacity | Environmental | Commercial | MW | 257.609
2049 | Total capacity | Environmental | Industrial | MW | 202.734
2049 | Total capacity | Environmental | Residential | MW | 2183.953
2049 | Total capacity | Growth | Commercial | MW | 208.029
2049 | Total capacity | Growth | Industrial | MW | 165.394
2049 | Total capacity | Growth | Residential | MW | 1431.3465
2049 | Total capacity | Innovation | Commercial | MW | 257.609
2049 | Total capacity | Innovation | Industrial | MW | 202.734
2049 | Total capacity | Innovation | Residential | MW | 2183.953
2049 | Total capacity | Reference | Commercial | MW | 167.655
2049 | Total capacity | Reference | Industrial | MW | 135.044
2049 | Total capacity | Reference | Residential | MW | 1155.3559
2050 | Annual generation from new connections | Constraint | Commercial | MWh | 98448.1212
2050 | Annual generation from new connections | Constraint | Industrial | MWh | 75456.231
2050 | Annual generation from new connections | Constraint | Residential | MWh | 652837.0728
2050 | Annual generation from new connections | Environmental | Commercial | MWh | 286157.007
2050 | Annual generation from new connections | Environmental | Industrial | MWh | 201174.276
2050 | Annual generation from new connections | Environmental | Residential | MWh | 2651805.0503
2050 | Annual generation from new connections | Growth | Commercial | MWh | 217403.6214
2050 | Annual generation from new connections | Growth | Industrial | MWh | 149858.196
2050 | Annual generation from new connections | Growth | Residential | MWh | 1592536.4947
2050 | Annual generation from new connections | Innovation | Commercial | MWh | 286157.007
2050 | Annual generation from new connections | Innovation | Industrial | MWh | 201174.276
2050 | Annual generation from new connections | Innovation | Residential | MWh | 2651805.0503
2050 | Annual generation from new connections | Reference | Commercial | MWh | 161955.5808
2050 | Annual generation from new connections | Reference | Industrial | MWh | 108583.047
2050 | Annual generation from new connections | Reference | Residential | MWh | 1209766.0433
2050 | Cumulative new ICPs | Constraint | Commercial | Number | 3544
2050 | Cumulative new ICPs | Constraint | Industrial | Number | 2429
2050 | Cumulative new ICPs | Constraint | Residential | Number | 107992
2050 | Cumulative new ICPs | Environmental | Commercial | Number | 10301
2050 | Cumulative new ICPs | Environmental | Industrial | Number | 6475
2050 | Cumulative new ICPs | Environmental | Residential | Number | 438661
2050 | Cumulative new ICPs | Growth | Commercial | Number | 7826
2050 | Cumulative new ICPs | Growth | Industrial | Number | 4823
2050 | Cumulative new ICPs | Growth | Residential | Number | 263437
2050 | Cumulative new ICPs | Innovation | Commercial | Number | 10301
2050 | Cumulative new ICPs | Innovation | Industrial | Number | 6475
2050 | Cumulative new ICPs | Innovation | Residential | Number | 438661
2050 | Cumulative new ICPs | Reference | Commercial | Number | 5830
2050 | Cumulative new ICPs | Reference | Industrial | Number | 3495
2050 | Cumulative new ICPs | Reference | Residential | Number | 200119
2050 | Cumulative new capacity | Constraint | Commercial | MW | 77.506
2050 | Cumulative new capacity | Constraint | Industrial | MW | 59.405
2050 | Cumulative new capacity | Constraint | Residential | MW | 513.964
2050 | Cumulative new capacity | Environmental | Commercial | MW | 225.285
2050 | Cumulative new capacity | Environmental | Industrial | MW | 158.38
2050 | Cumulative new capacity | Environmental | Residential | MW | 2087.7067
2050 | Cumulative new capacity | Growth | Commercial | MW | 171.157
2050 | Cumulative new capacity | Growth | Industrial | MW | 117.98
2050 | Cumulative new capacity | Growth | Residential | MW | 1253.7683
2050 | Cumulative new capacity | Innovation | Commercial | MW | 225.285
2050 | Cumulative new capacity | Innovation | Industrial | MW | 158.38
2050 | Cumulative new capacity | Innovation | Residential | MW | 2087.7067
2050 | Cumulative new capacity | Reference | Commercial | MW | 127.504
2050 | Cumulative new capacity | Reference | Industrial | MW | 85.485
2050 | Cumulative new capacity | Reference | Residential | MW | 952.4217
2050 | Total ICPs | Constraint | Commercial | Number | 5600
2050 | Total ICPs | Constraint | Industrial | Number | 4130
2050 | Total ICPs | Constraint | Residential | Number | 160578
2050 | Total ICPs | Environmental | Commercial | Number | 12357
2050 | Total ICPs | Environmental | Industrial | Number | 8176
2050 | Total ICPs | Environmental | Residential | Number | 491247
2050 | Total ICPs | Growth | Commercial | Number | 9882
2050 | Total ICPs | Growth | Industrial | Number | 6524
2050 | Total ICPs | Growth | Residential | Number | 316023
2050 | Total ICPs | Innovation | Commercial | Number | 12357
2050 | Total ICPs | Innovation | Industrial | Number | 8176
2050 | Total ICPs | Innovation | Residential | Number | 491247
2050 | Total ICPs | Reference | Commercial | Number | 7886
2050 | Total ICPs | Reference | Industrial | Number | 5196
2050 | Total ICPs | Reference | Residential | Number | 252705
2050 | Total capacity | Constraint | Commercial | MW | 122.689
2050 | Total capacity | Constraint | Industrial | MW | 111.454
2050 | Total capacity | Constraint | Residential | MW | 763.159
2050 | Total capacity | Environmental | Commercial | MW | 270.468
2050 | Total capacity | Environmental | Industrial | MW | 210.429
2050 | Total capacity | Environmental | Residential | MW | 2336.9017
2050 | Total capacity | Growth | Commercial | MW | 216.34
2050 | Total capacity | Growth | Industrial | MW | 170.029
2050 | Total capacity | Growth | Residential | MW | 1502.9633
2050 | Total capacity | Innovation | Commercial | MW | 270.468
2050 | Total capacity | Innovation | Industrial | MW | 210.429
2050 | Total capacity | Innovation | Residential | MW | 2336.9017
2050 | Total capacity | Reference | Commercial | MW | 172.687
2050 | Total capacity | Reference | Industrial | MW | 137.534
2050 | Total capacity | Reference | Residential | MW | 1201.6167

## Fuel switching
Year | Scenario | Sector | Commodity From | Proportion Switched | Commodity To | Coefficient of Performance Ratio
2023 | Reference | Commercial | Coal | 0% | Electricity | 51.15%
2023 | Reference | Commercial | Coal | 0% | Wood | 100%
2023 | Reference | General Industry | Coal | 0% | Electricity | 62.65%
2023 | Reference | General Industry | Coal | 0% | Wood | 100%
2023 | Reference | Residential | Coal | 0% | Electricity | 50%
2023 | Reference | Commercial | Diesel | 0% | Electricity | 66.91%
2023 | Reference | General Industry | Diesel | 0% | Electricity | 98.86%
2023 | Reference | General Industry | Diesel | 0% | Wood | 100%
2023 | Reference | Residential | Diesel | 0% | Electricity | 100%
2023 | Reference | Commercial | LPG | 0% | Electricity | 50.9%
2023 | Reference | General Industry | LPG | 0% | Electricity | 72.67%
2023 | Reference | General Industry | LPG | 0% | Wood | 100%
2023 | Reference | Residential | LPG | 0% | Electricity | 50%
2023 | Reference | Commercial | Natural gas | 0% | Electricity | 50.19%
2023 | Reference | General Industry | Natural gas | 0% | Electricity | 64.41%
2023 | Reference | General Industry | Natural gas | 0% | Wood | 100%
2023 | Reference | Residential | Natural gas | 0% | Electricity | 50%
2024 | Reference | Commercial | Coal | 0.8063% | Electricity | 51.15%
2024 | Reference | Commercial | Coal | 0.03089% | Wood | 100%
2024 | Reference | General Industry | Coal | 1.132% | Electricity | 62.65%
2024 | Reference | General Industry | Coal | 0.2363% | Wood | 100%
2024 | Reference | Residential | Coal | 0.7538% | Electricity | 50%
2024 | Reference | Commercial | Diesel | 0.5148% | Electricity | 66.91%
2024 | Reference | General Industry | Diesel | 0.06736% | Electricity | 98.86%
2024 | Reference | General Industry | Diesel | 0.000649% | Wood | 100%
2024 | Reference | Residential | Diesel | 0.04711% | Electricity | 100%
2024 | Reference | Commercial | LPG | 0.2978% | Electricity | 50.9%
2024 | Reference | General Industry | LPG | 0.2908% | Electricity | 72.67%
2024 | Reference | General Industry | LPG | 0.2197% | Wood | 100%
2024 | Reference | Residential | LPG | 0.2026% | Electricity | 50%
2024 | Reference | Commercial | Natural gas | 0.6907% | Electricity | 50.19%
2024 | Reference | General Industry | Natural gas | 0.4757% | Electricity | 64.41%
2024 | Reference | General Industry | Natural gas | 0.09804% | Wood | 100%
2024 | Reference | Residential | Natural gas | 0.1962% | Electricity | 50%
2025 | Reference | Commercial | Coal | 1.223% | Electricity | 51.15%
2025 | Reference | Commercial | Coal | 0.04686% | Wood | 100%
2025 | Reference | General Industry | Coal | 2.188% | Electricity | 62.65%
2025 | Reference | General Industry | Coal | 0.4568% | Wood | 100%
2025 | Reference | Residential | Coal | 1.089% | Electricity | 50%
2025 | Reference | Commercial | Diesel | 0.7439% | Electricity | 66.91%
2025 | Reference | General Industry | Diesel | 0.09734% | Electricity | 98.86%
2025 | Reference | General Industry | Diesel | 0.0009379% | Wood | 100%
2025 | Reference | Residential | Diesel | 0.06808% | Electricity | 100%
2025 | Reference | Commercial | LPG | 0.4304% | Electricity | 50.9%
2025 | Reference | General Industry | LPG | 0.4202% | Electricity | 72.67%
2025 | Reference | General Industry | LPG | 0.3175% | Wood | 100%
2025 | Reference | Residential | LPG | 0.2927% | Electricity | 50%
2025 | Reference | Commercial | Natural gas | 0.9982% | Electricity | 50.19%
2025 | Reference | General Industry | Natural gas | 0.6874% | Electricity | 64.41%
2025 | Reference | General Industry | Natural gas | 0.1417% | Wood | 100%
2025 | Reference | Residential | Natural gas | 0.2836% | Electricity | 50%
2026 | Reference | Commercial | Coal | 1.872% | Electricity | 51.15%
2026 | Reference | Commercial | Coal | 0.07173% | Wood | 100%
2026 | Reference | General Industry | Coal | 4.183% | Electricity | 62.65%
2026 | Reference | General Industry | Coal | 0.8731% | Wood | 100%
2026 | Reference | Residential | Coal | 1.571% | Electricity | 50%
2026 | Reference | Commercial | Diesel | 1.073% | Electricity | 66.91%
2026 | Reference | General Industry | Diesel | 0.1404% | Electricity | 98.86%
2026 | Reference | General Industry | Diesel | 0.001353% | Wood | 100%
2026 | Reference | Residential | Diesel | 0.0982% | Electricity | 100%
2026 | Reference | Commercial | LPG | 0.6208% | Electricity | 50.9%
2026 | Reference | General Industry | LPG | 0.6061% | Electricity | 72.67%
2026 | Reference | General Industry | LPG | 0.458% | Wood | 100%
2026 | Reference | Residential | LPG | 0.4222% | Electricity | 50%
2026 | Reference | Commercial | Natural gas | 1.44% | Electricity | 50.19%
2026 | Reference | General Industry | Natural gas | 0.9914% | Electricity | 64.41%
2026 | Reference | General Industry | Natural gas | 0.2044% | Wood | 100%
2026 | Reference | Residential | Natural gas | 0.409% | Electricity | 50%
2027 | Reference | Commercial | Coal | 2.88% | Electricity | 51.15%
2027 | Reference | Commercial | Coal | 0.1103% | Wood | 100%
2027 | Reference | General Industry | Coal | 7.797% | Electricity | 62.65%
2027 | Reference | General Industry | Coal | 1.628% | Wood | 100%
2027 | Reference | Residential | Coal | 2.26% | Electricity | 50%
2027 | Reference | Commercial | Diesel | 1.544% | Electricity | 66.91%
2027 | Reference | General Industry | Diesel | 0.202% | Electricity | 98.86%
2027 | Reference | General Industry | Diesel | 0.001946% | Wood | 100%
2027 | Reference | Residential | Diesel | 0.1413% | Electricity | 100%
2027 | Reference | Commercial | LPG | 0.893% | Electricity | 50.9%
2027 | Reference | General Industry | LPG | 0.8718% | Electricity | 72.67%
2027 | Reference | General Industry | LPG | 0.6588% | Wood | 100%
2027 | Reference | Residential | LPG | 0.6073% | Electricity | 50%
2027 | Reference | Commercial | Natural gas | 2.071% | Electricity | 50.19%
2027 | Reference | General Industry | Natural gas | 1.426% | Electricity | 64.41%
2027 | Reference | General Industry | Natural gas | 0.294% | Wood | 100%
2027 | Reference | Residential | Natural gas | 0.5884% | Electricity | 50%
2028 | Reference | Commercial | Coal | 4.412% | Electricity | 51.15%
2028 | Reference | Commercial | Coal | 0.169% | Wood | 100%
2028 | Reference | General Industry | Coal | 13.88% | Electricity | 62.65%
2028 | Reference | General Industry | Coal | 2.897% | Wood | 100%
2028 | Reference | Residential | Coal | 3.239% | Electricity | 50%
2028 | Reference | Commercial | Diesel | 2.212% | Electricity | 66.91%
2028 | Reference | General Industry | Diesel | 0.2894% | Electricity | 98.86%
2028 | Reference | General Industry | Diesel | 0.002789% | Wood | 100%
2028 | Reference | Residential | Diesel | 0.2024% | Electricity | 100%
2028 | Reference | Commercial | LPG | 1.28% | Electricity | 50.9%
2028 | Reference | General Industry | LPG | 1.249% | Electricity | 72.67%
2028 | Reference | General Industry | LPG | 0.944% | Wood | 100%
2028 | Reference | Residential | LPG | 0.8703% | Electricity | 50%
2028 | Reference | Commercial | Natural gas | 2.968% | Electricity | 50.19%
2028 | Reference | General Industry | Natural gas | 2.044% | Electricity | 64.41%
2028 | Reference | General Industry | Natural gas | 0.4212% | Wood | 100%
2028 | Reference | Residential | Natural gas | 0.8431% | Electricity | 50%
2029 | Reference | Commercial | Coal | 6.62% | Electricity | 51.15%
2029 | Reference | Commercial | Coal | 0.2536% | Wood | 100%
2029 | Reference | General Industry | Coal | 22.94% | Electricity | 62.65%
2029 | Reference | General Industry | Coal | 4.788% | Wood | 100%
2029 | Reference | Residential | Coal | 4.616% | Electricity | 50%
2029 | Reference | Commercial | Diesel | 3.152% | Electricity | 66.91%
2029 | Reference | General Industry | Diesel | 0.4125% | Electricity | 98.86%
2029 | Reference | General Industry | Diesel | 0.003974% | Wood | 100%
2029 | Reference | Residential | Diesel | 0.2885% | Electricity | 100%
2029 | Reference | Commercial | LPG | 1.824% | Electricity | 50.9%
2029 | Reference | General Industry | LPG | 1.781% | Electricity | 72.67%
2029 | Reference | General Industry | LPG | 1.345% | Wood | 100%
2029 | Reference | Residential | LPG | 1.24% | Electricity | 50%
2029 | Reference | Commercial | Natural gas | 4.23% | Electricity | 50.19%
2029 | Reference | General Industry | Natural gas | 2.913% | Electricity | 64.41%
2029 | Reference | General Industry | Natural gas | 0.6004% | Wood | 100%
2029 | Reference | Residential | Natural gas | 1.202% | Electricity | 50%
2030 | Reference | Commercial | Coal | 9.55% | Electricity | 51.15%
2030 | Reference | Commercial | Coal | 0.3659% | Wood | 100%
2030 | Reference | General Industry | Coal | 34.22% | Electricity | 62.65%
2030 | Reference | General Industry | Coal | 7.144% | Wood | 100%
2030 | Reference | Residential | Coal | 6.529% | Electricity | 50%
2030 | Reference | Commercial | Diesel | 4.459% | Electricity | 66.91%
2030 | Reference | General Industry | Diesel | 0.5834% | Electricity | 98.86%
2030 | Reference | General Industry | Diesel | 0.005621% | Wood | 100%
2030 | Reference | Residential | Diesel | 0.408% | Electricity | 100%
2030 | Reference | Commercial | LPG | 2.58% | Electricity | 50.9%
2030 | Reference | General Industry | LPG | 2.518% | Electricity | 72.67%
2030 | Reference | General Industry | LPG | 1.903% | Wood | 100%
2030 | Reference | Residential | LPG | 1.754% | Electricity | 50%
2030 | Reference | Commercial | Natural gas | 5.982% | Electricity | 50.19%
2030 | Reference | General Industry | Natural gas | 4.12% | Electricity | 64.41%
2030 | Reference | General Industry | Natural gas | 0.8491% | Wood | 100%
2030 | Reference | Residential | Natural gas | 1.7% | Electricity | 50%
2031 | Reference | Commercial | Coal | 13.12% | Electricity | 51.15%
2031 | Reference | Commercial | Coal | 0.5026% | Wood | 100%
2031 | Reference | General Industry | Coal | 45.55% | Electricity | 62.65%
2031 | Reference | General Industry | Coal | 9.509% | Wood | 100%
2031 | Reference | Residential | Coal | 9.138% | Electricity | 50%
2031 | Reference | Commercial | Diesel | 6.241% | Electricity | 66.91%
2031 | Reference | General Industry | Diesel | 0.8166% | Electricity | 98.86%
2031 | Reference | General Industry | Diesel | 0.007868% | Wood | 100%
2031 | Reference | Residential | Diesel | 0.5711% | Electricity | 100%
2031 | Reference | Commercial | LPG | 3.611% | Electricity | 50.9%
2031 | Reference | General Industry | LPG | 3.525% | Electricity | 72.67%
2031 | Reference | General Industry | LPG | 2.663% | Wood | 100%
2031 | Reference | Residential | LPG | 2.455% | Electricity | 50%
2031 | Reference | Commercial | Natural gas | 8.373% | Electricity | 50.19%
2031 | Reference | General Industry | Natural gas | 5.766% | Electricity | 64.41%
2031 | Reference | General Industry | Natural gas | 1.189% | Wood | 100%
2031 | Reference | Residential | Natural gas | 2.379% | Electricity | 50%
2032 | Reference | Commercial | Coal | 17.25% | Electricity | 51.15%
2032 | Reference | Commercial | Coal | 0.661% | Wood | 100%
2032 | Reference | General Industry | Coal | 54.74% | Electricity | 62.65%
2032 | Reference | General Industry | Coal | 11.43% | Wood | 100%
2032 | Reference | Residential | Coal | 12.61% | Electricity | 50%
2032 | Reference | Commercial | Diesel | 8.613% | Electricity | 66.91%
2032 | Reference | General Industry | Diesel | 1.127% | Electricity | 98.86%
2032 | Reference | General Industry | Diesel | 0.01086% | Wood | 100%
2032 | Reference | Residential | Diesel | 0.7882% | Electricity | 100%
2032 | Reference | Commercial | LPG | 4.983% | Electricity | 50.9%
2032 | Reference | General Industry | LPG | 4.865% | Electricity | 72.67%
2032 | Reference | General Industry | LPG | 3.676% | Wood | 100%
2032 | Reference | Residential | LPG | 3.389% | Electricity | 50%
2032 | Reference | Commercial | Natural gas | 11.56% | Electricity | 50.19%
2032 | Reference | General Industry | Natural gas | 7.958% | Electricity | 64.41%
2032 | Reference | General Industry | Natural gas | 1.64% | Wood | 100%
2032 | Reference | Residential | Natural gas | 3.283% | Electricity | 50%
2033 | Reference | Commercial | Coal | 22% | Electricity | 51.15%
2033 | Reference | Commercial | Coal | 0.8427% | Wood | 100%
2033 | Reference | General Industry | Coal | 61.05% | Electricity | 62.65%
2033 | Reference | General Industry | Coal | 12.74% | Wood | 100%
2033 | Reference | Residential | Coal | 17.09% | Electricity | 50%
2033 | Reference | Commercial | Diesel | 11.67% | Electricity | 66.91%
2033 | Reference | General Industry | Diesel | 1.527% | Electricity | 98.86%
2033 | Reference | General Industry | Diesel | 0.01471% | Wood | 100%
2033 | Reference | Residential | Diesel | 1.068% | Electricity | 100%
2033 | Reference | Commercial | LPG | 6.751% | Electricity | 50.9%
2033 | Reference | General Industry | LPG | 6.591% | Electricity | 72.67%
2033 | Reference | General Industry | LPG | 4.98% | Wood | 100%
2033 | Reference | Residential | LPG | 4.591% | Electricity | 50%
2033 | Reference | Commercial | Natural gas | 15.66% | Electricity | 50.19%
2033 | Reference | General Industry | Natural gas | 10.78% | Electricity | 64.41%
2033 | Reference | General Industry | Natural gas | 2.222% | Wood | 100%
2033 | Reference | Residential | Natural gas | 4.448% | Electricity | 50%
2034 | Reference | Commercial | Coal | 27.45% | Electricity | 51.15%
2034 | Reference | Commercial | Coal | 1.052% | Wood | 100%
2034 | Reference | General Industry | Coal | 64.97% | Electricity | 62.65%
2034 | Reference | General Industry | Coal | 13.56% | Wood | 100%
2034 | Reference | Residential | Coal | 22.62% | Electricity | 50%
2034 | Reference | Commercial | Diesel | 15.45% | Electricity | 66.91%
2034 | Reference | General Industry | Diesel | 2.021% | Electricity | 98.86%
2034 | Reference | General Industry | Diesel | 0.01947% | Wood | 100%
2034 | Reference | Residential | Diesel | 1.414% | Electricity | 100%
2034 | Reference | Commercial | LPG | 8.937% | Electricity | 50.9%
2034 | Reference | General Industry | LPG | 8.724% | Electricity | 72.67%
2034 | Reference | General Industry | LPG | 6.592% | Wood | 100%
2034 | Reference | Residential | LPG | 6.077% | Electricity | 50%
2034 | Reference | Commercial | Natural gas | 20.72% | Electricity | 50.19%
2034 | Reference | General Industry | Natural gas | 14.27% | Electricity | 64.41%
2034 | Reference | General Industry | Natural gas | 2.942% | Wood | 100%
2034 | Reference | Residential | Natural gas | 5.888% | Electricity | 50%
2035 | Reference | Commercial | Coal | 33.62% | Electricity | 51.15%
2035 | Reference | Commercial | Coal | 1.288% | Wood | 100%
2035 | Reference | General Industry | Coal | 67.35% | Electricity | 62.65%
2035 | Reference | General Industry | Coal | 14.06% | Wood | 100%
2035 | Reference | Residential | Coal | 29.11% | Electricity | 50%
2035 | Reference | Commercial | Diesel | 19.88% | Electricity | 66.91%
2035 | Reference | General Industry | Diesel | 2.601% | Electricity | 98.86%
2035 | Reference | General Industry | Diesel | 0.02506% | Wood | 100%
2035 | Reference | Residential | Diesel | 1.819% | Electricity | 100%
2035 | Reference | Commercial | LPG | 11.5% | Electricity | 50.9%
2035 | Reference | General Industry | LPG | 11.23% | Electricity | 72.67%
2035 | Reference | General Industry | LPG | 8.484% | Wood | 100%
2035 | Reference | Residential | LPG | 7.822% | Electricity | 50%
2035 | Reference | Commercial | Natural gas | 26.67% | Electricity | 50.19%
2035 | Reference | General Industry | Natural gas | 18.37% | Electricity | 64.41%
2035 | Reference | General Industry | Natural gas | 3.786% | Wood | 100%
2035 | Reference | Residential | Natural gas | 7.578% | Electricity | 50%
2036 | Reference | Commercial | Coal | 40.32% | Electricity | 51.15%
2036 | Reference | Commercial | Coal | 1.545% | Wood | 100%
2036 | Reference | General Industry | Coal | 68.84% | Electricity | 62.65%
2036 | Reference | General Industry | Coal | 14.37% | Wood | 100%
2036 | Reference | Residential | Coal | 36.29% | Electricity | 50%
2036 | Reference | Commercial | Diesel | 24.78% | Electricity | 66.91%
2036 | Reference | General Industry | Diesel | 3.242% | Electricity | 98.86%
2036 | Reference | General Industry | Diesel | 0.03124% | Wood | 100%
2036 | Reference | Residential | Diesel | 2.268% | Electricity | 100%
2036 | Reference | Commercial | LPG | 14.34% | Electricity | 50.9%
2036 | Reference | General Industry | LPG | 14% | Electricity | 72.67%
2036 | Reference | General Industry | LPG | 10.58% | Wood | 100%
2036 | Reference | Residential | LPG | 9.75% | Electricity | 50%
2036 | Reference | Commercial | Natural gas | 33.25% | Electricity | 50.19%
2036 | Reference | General Industry | Natural gas | 22.9% | Electricity | 64.41%
2036 | Reference | General Industry | Natural gas | 4.72% | Wood | 100%
2036 | Reference | Residential | Natural gas | 9.446% | Electricity | 50%
2037 | Reference | Commercial | Coal | 47.2% | Electricity | 51.15%
2037 | Reference | Commercial | Coal | 1.808% | Wood | 100%
2037 | Reference | General Industry | Coal | 69.85% | Electricity | 62.65%
2037 | Reference | General Industry | Coal | 14.58% | Wood | 100%
2037 | Reference | Residential | Coal | 43.71% | Electricity | 50%
2037 | Reference | Commercial | Diesel | 29.85% | Electricity | 66.91%
2037 | Reference | General Industry | Diesel | 3.906% | Electricity | 98.86%
2037 | Reference | General Industry | Diesel | 0.03764% | Wood | 100%
2037 | Reference | Residential | Diesel | 2.732% | Electricity | 100%
2037 | Reference | Commercial | LPG | 17.27% | Electricity | 50.9%
2037 | Reference | General Industry | LPG | 16.86% | Electricity | 72.67%
2037 | Reference | General Industry | LPG | 12.74% | Wood | 100%
2037 | Reference | Residential | LPG | 11.75% | Electricity | 50%
2037 | Reference | Commercial | Natural gas | 40.05% | Electricity | 50.19%
2037 | Reference | General Industry | Natural gas | 27.58% | Electricity | 64.41%
2037 | Reference | General Industry | Natural gas | 5.686% | Wood | 100%
2037 | Reference | Residential | Natural gas | 11.38% | Electricity | 50%
2038 | Reference | Commercial | Coal | 53.85% | Electricity | 51.15%
2038 | Reference | Commercial | Coal | 2.063% | Wood | 100%
2038 | Reference | General Industry | Coal | 70.86% | Electricity | 62.65%
2038 | Reference | General Industry | Coal | 14.79% | Wood | 100%
2038 | Reference | Residential | Coal | 50.89% | Electricity | 50%
2038 | Reference | Commercial | Diesel | 34.76% | Electricity | 66.91%
2038 | Reference | General Industry | Diesel | 4.547% | Electricity | 98.86%
2038 | Reference | General Industry | Diesel | 0.04382% | Wood | 100%
2038 | Reference | Residential | Diesel | 3.181% | Electricity | 100%
2038 | Reference | Commercial | LPG | 20.11% | Electricity | 50.9%
2038 | Reference | General Industry | LPG | 19.63% | Electricity | 72.67%
2038 | Reference | General Industry | LPG | 14.83% | Wood | 100%
2038 | Reference | Residential | LPG | 13.67% | Electricity | 50%
2038 | Reference | Commercial | Natural gas | 46.63% | Electricity | 50.19%
2038 | Reference | General Industry | Natural gas | 32.11% | Electricity | 64.41%
2038 | Reference | General Industry | Natural gas | 6.619% | Wood | 100%
2038 | Reference | Residential | Natural gas | 13.25% | Electricity | 50%
2039 | Reference | Commercial | Coal | 59.81% | Electricity | 51.15%
2039 | Reference | Commercial | Coal | 2.291% | Wood | 100%
2039 | Reference | General Industry | Coal | 71.27% | Electricity | 62.65%
2039 | Reference | General Industry | Coal | 14.88% | Wood | 100%
2039 | Reference | Residential | Coal | 57.38% | Electricity | 50%
2039 | Reference | Commercial | Diesel | 39.19% | Electricity | 66.91%
2039 | Reference | General Industry | Diesel | 5.128% | Electricity | 98.86%
2039 | Reference | General Industry | Diesel | 0.04941% | Wood | 100%
2039 | Reference | Residential | Diesel | 3.586% | Electricity | 100%
2039 | Reference | Commercial | LPG | 22.67% | Electricity | 50.9%
2039 | Reference | General Industry | LPG | 22.13% | Electricity | 72.67%
2039 | Reference | General Industry | LPG | 16.73% | Wood | 100%
2039 | Reference | Residential | LPG | 15.42% | Electricity | 50%
2039 | Reference | Commercial | Natural gas | 52.58% | Electricity | 50.19%
2039 | Reference | General Industry | Natural gas | 36.21% | Electricity | 64.41%
2039 | Reference | General Industry | Natural gas | 7.463% | Wood | 100%
2039 | Reference | Residential | Natural gas | 14.94% | Electricity | 50%
2040 | Reference | Commercial | Coal | 64.89% | Electricity | 51.15%
2040 | Reference | Commercial | Coal | 2.486% | Wood | 100%
2040 | Reference | General Industry | Coal | 71.63% | Electricity | 62.65%
2040 | Reference | General Industry | Coal | 14.95% | Wood | 100%
2040 | Reference | Residential | Coal | 62.91% | Electricity | 50%
2040 | Reference | Commercial | Diesel | 42.97% | Electricity | 66.91%
2040 | Reference | General Industry | Diesel | 5.622% | Electricity | 98.86%
2040 | Reference | General Industry | Diesel | 0.05417% | Wood | 100%
2040 | Reference | Residential | Diesel | 3.932% | Electricity | 100%
2040 | Reference | Commercial | LPG | 24.86% | Electricity | 50.9%
2040 | Reference | General Industry | LPG | 24.27% | Electricity | 72.67%
2040 | Reference | General Industry | LPG | 18.34% | Wood | 100%
2040 | Reference | Residential | LPG | 16.91% | Electricity | 50%
2040 | Reference | Commercial | Natural gas | 57.65% | Electricity | 50.19%
2040 | Reference | General Industry | Natural gas | 39.7% | Electricity | 64.41%
2040 | Reference | General Industry | Natural gas | 8.183% | Wood | 100%
2040 | Reference | Residential | Natural gas | 16.38% | Electricity | 50%
2041 | Reference | Commercial | Coal | 69% | Electricity | 51.15%
2041 | Reference | Commercial | Coal | 2.644% | Wood | 100%
2041 | Reference | General Industry | Coal | 71.91% | Electricity | 62.65%
2041 | Reference | General Industry | Coal | 15.01% | Wood | 100%
2041 | Reference | Residential | Coal | 67.39% | Electricity | 50%
2041 | Reference | Commercial | Diesel | 46.02% | Electricity | 66.91%
2041 | Reference | General Industry | Diesel | 6.022% | Electricity | 98.86%
2041 | Reference | General Industry | Diesel | 0.05802% | Wood | 100%
2041 | Reference | Residential | Diesel | 4.212% | Electricity | 100%
2041 | Reference | Commercial | LPG | 26.63% | Electricity | 50.9%
2041 | Reference | General Industry | LPG | 25.99% | Electricity | 72.67%
2041 | Reference | General Industry | LPG | 19.64% | Wood | 100%
2041 | Reference | Residential | LPG | 18.11% | Electricity | 50%
2041 | Reference | Commercial | Natural gas | 61.75% | Electricity | 50.19%
2041 | Reference | General Industry | Natural gas | 42.52% | Electricity | 64.41%
2041 | Reference | General Industry | Natural gas | 8.765% | Wood | 100%
2041 | Reference | Residential | Natural gas | 17.54% | Electricity | 50%
2042 | Reference | Commercial | Coal | 72.19% | Electricity | 51.15%
2042 | Reference | Commercial | Coal | 2.766% | Wood | 100%
2042 | Reference | General Industry | Coal | 72.13% | Electricity | 62.65%
2042 | Reference | General Industry | Coal | 15.06% | Wood | 100%
2042 | Reference | Residential | Coal | 70.86% | Electricity | 50%
2042 | Reference | Commercial | Diesel | 48.39% | Electricity | 66.91%
2042 | Reference | General Industry | Diesel | 6.332% | Electricity | 98.86%
2042 | Reference | General Industry | Diesel | 0.06101% | Wood | 100%
2042 | Reference | Residential | Diesel | 4.429% | Electricity | 100%
2042 | Reference | Commercial | LPG | 28% | Electricity | 50.9%
2042 | Reference | General Industry | LPG | 27.33% | Electricity | 72.67%
2042 | Reference | General Industry | LPG | 20.65% | Wood | 100%
2042 | Reference | Residential | LPG | 19.04% | Electricity | 50%
2042 | Reference | Commercial | Natural gas | 64.93% | Electricity | 50.19%
2042 | Reference | General Industry | Natural gas | 44.71% | Electricity | 64.41%
2042 | Reference | General Industry | Natural gas | 9.217% | Wood | 100%
2042 | Reference | Residential | Natural gas | 18.45% | Electricity | 50%
2043 | Reference | Commercial | Coal | 74.59% | Electricity | 51.15%
2043 | Reference | Commercial | Coal | 2.858% | Wood | 100%
2043 | Reference | General Industry | Coal | 72.3% | Electricity | 62.65%
2043 | Reference | General Industry | Coal | 15.09% | Wood | 100%
2043 | Reference | Residential | Coal | 73.47% | Electricity | 50%
2043 | Reference | Commercial | Diesel | 50.18% | Electricity | 66.91%
2043 | Reference | General Industry | Diesel | 6.565% | Electricity | 98.86%
2043 | Reference | General Industry | Diesel | 0.06326% | Wood | 100%
2043 | Reference | Residential | Diesel | 4.592% | Electricity | 100%
2043 | Reference | Commercial | LPG | 29.03% | Electricity | 50.9%
2043 | Reference | General Industry | LPG | 28.34% | Electricity | 72.67%
2043 | Reference | General Industry | LPG | 21.41% | Wood | 100%
2043 | Reference | Residential | LPG | 19.74% | Electricity | 50%
2043 | Reference | Commercial | Natural gas | 67.32% | Electricity | 50.19%
2043 | Reference | General Industry | Natural gas | 46.36% | Electricity | 64.41%
2043 | Reference | General Industry | Natural gas | 9.556% | Wood | 100%
2043 | Reference | Residential | Natural gas | 19.13% | Electricity | 50%
2044 | Reference | Commercial | Coal | 76.35% | Electricity | 51.15%
2044 | Reference | Commercial | Coal | 2.925% | Wood | 100%
2044 | Reference | General Industry | Coal | 72.42% | Electricity | 62.65%
2044 | Reference | General Industry | Coal | 15.12% | Wood | 100%
2044 | Reference | Residential | Coal | 75.38% | Electricity | 50%
2044 | Reference | Commercial | Diesel | 51.48% | Electricity | 66.91%
2044 | Reference | General Industry | Diesel | 6.736% | Electricity | 98.86%
2044 | Reference | General Industry | Diesel | 0.0649% | Wood | 100%
2044 | Reference | Residential | Diesel | 4.712% | Electricity | 100%
2044 | Reference | Commercial | LPG | 29.79% | Electricity | 50.9%
2044 | Reference | General Industry | LPG | 29.08% | Electricity | 72.67%
2044 | Reference | General Industry | LPG | 21.97% | Wood | 100%
2044 | Reference | Residential | LPG | 20.26% | Electricity | 50%
2044 | Reference | Commercial | Natural gas | 69.07% | Electricity | 50.19%
2044 | Reference | General Industry | Natural gas | 47.57% | Electricity | 64.41%
2044 | Reference | General Industry | Natural gas | 9.805% | Wood | 100%
2044 | Reference | Residential | Natural gas | 19.62% | Electricity | 50%
2045 | Reference | Commercial | Coal | 77.61% | Electricity | 51.15%
2045 | Reference | Commercial | Coal | 2.973% | Wood | 100%
2045 | Reference | General Industry | Coal | 72.51% | Electricity | 62.65%
2045 | Reference | General Industry | Coal | 15.14% | Wood | 100%
2045 | Reference | Residential | Coal | 76.76% | Electricity | 50%
2045 | Reference | Commercial | Diesel | 52.42% | Electricity | 66.91%
2045 | Reference | General Industry | Diesel | 6.859% | Electricity | 98.86%
2045 | Reference | General Industry | Diesel | 0.06609% | Wood | 100%
2045 | Reference | Residential | Diesel | 4.798% | Electricity | 100%
2045 | Reference | Commercial | LPG | 30.33% | Electricity | 50.9%
2045 | Reference | General Industry | LPG | 29.61% | Electricity | 72.67%
2045 | Reference | General Industry | LPG | 22.37% | Wood | 100%
2045 | Reference | Residential | LPG | 20.63% | Electricity | 50%
2045 | Reference | Commercial | Natural gas | 70.34% | Electricity | 50.19%
2045 | Reference | General Industry | Natural gas | 48.44% | Electricity | 64.41%
2045 | Reference | General Industry | Natural gas | 9.984% | Wood | 100%
2045 | Reference | Residential | Natural gas | 19.98% | Electricity | 50%
2046 | Reference | Commercial | Coal | 78.51% | Electricity | 51.15%
2046 | Reference | Commercial | Coal | 3.008% | Wood | 100%
2046 | Reference | General Industry | Coal | 72.57% | Electricity | 62.65%
2046 | Reference | General Industry | Coal | 15.15% | Wood | 100%
2046 | Reference | Residential | Coal | 77.74% | Electricity | 50%
2046 | Reference | Commercial | Diesel | 53.09% | Electricity | 66.91%
2046 | Reference | General Industry | Diesel | 6.947% | Electricity | 98.86%
2046 | Reference | General Industry | Diesel | 0.06693% | Wood | 100%
2046 | Reference | Residential | Diesel | 4.859% | Electricity | 100%
2046 | Reference | Commercial | LPG | 30.72% | Electricity | 50.9%
2046 | Reference | General Industry | LPG | 29.99% | Electricity | 72.67%
2046 | Reference | General Industry | LPG | 22.66% | Wood | 100%
2046 | Reference | Residential | LPG | 20.89% | Electricity | 50%
2046 | Reference | Commercial | Natural gas | 71.23% | Electricity | 50.19%
2046 | Reference | General Industry | Natural gas | 49.05% | Electricity | 64.41%
2046 | Reference | General Industry | Natural gas | 10.11% | Wood | 100%
2046 | Reference | Residential | Natural gas | 20.24% | Electricity | 50%
2047 | Reference | Commercial | Coal | 79.14% | Electricity | 51.15%
2047 | Reference | Commercial | Coal | 3.032% | Wood | 100%
2047 | Reference | General Industry | Coal | 72.62% | Electricity | 62.65%
2047 | Reference | General Industry | Coal | 15.16% | Wood | 100%
2047 | Reference | Residential | Coal | 78.43% | Electricity | 50%
2047 | Reference | Commercial | Diesel | 53.56% | Electricity | 66.91%
2047 | Reference | General Industry | Diesel | 7.008% | Electricity | 98.86%
2047 | Reference | General Industry | Diesel | 0.06753% | Wood | 100%
2047 | Reference | Residential | Diesel | 4.902% | Electricity | 100%
2047 | Reference | Commercial | LPG | 30.99% | Electricity | 50.9%
2047 | Reference | General Industry | LPG | 30.25% | Electricity | 72.67%
2047 | Reference | General Industry | LPG | 22.86% | Wood | 100%
2047 | Reference | Residential | LPG | 21.07% | Electricity | 50%
2047 | Reference | Commercial | Natural gas | 71.86% | Electricity | 50.19%
2047 | Reference | General Industry | Natural gas | 49.49% | Electricity | 64.41%
2047 | Reference | General Industry | Natural gas | 10.2% | Wood | 100%
2047 | Reference | Residential | Natural gas | 20.42% | Electricity | 50%
2048 | Reference | Commercial | Coal | 79.59% | Electricity | 51.15%
2048 | Reference | Commercial | Coal | 3.049% | Wood | 100%
2048 | Reference | General Industry | Coal | 72.65% | Electricity | 62.65%
2048 | Reference | General Industry | Coal | 15.17% | Wood | 100%
2048 | Reference | Residential | Coal | 78.91% | Electricity | 50%
2048 | Reference | Commercial | Diesel | 53.89% | Electricity | 66.91%
2048 | Reference | General Industry | Diesel | 7.051% | Electricity | 98.86%
2048 | Reference | General Industry | Diesel | 0.06794% | Wood | 100%
2048 | Reference | Residential | Diesel | 4.932% | Electricity | 100%
2048 | Reference | Commercial | LPG | 31.18% | Electricity | 50.9%
2048 | Reference | General Industry | LPG | 30.44% | Electricity | 72.67%
2048 | Reference | General Industry | LPG | 23% | Wood | 100%
2048 | Reference | Residential | LPG | 21.2% | Electricity | 50%
2048 | Reference | Commercial | Natural gas | 72.31% | Electricity | 50.19%
2048 | Reference | General Industry | Natural gas | 49.79% | Electricity | 64.41%
2048 | Reference | General Industry | Natural gas | 10.26% | Wood | 100%
2048 | Reference | Residential | Natural gas | 20.54% | Electricity | 50%
2049 | Reference | Commercial | Coal | 79.89% | Electricity | 51.15%
2049 | Reference | Commercial | Coal | 3.061% | Wood | 100%
2049 | Reference | General Industry | Coal | 72.67% | Electricity | 62.65%
2049 | Reference | General Industry | Coal | 15.17% | Wood | 100%
2049 | Reference | Residential | Coal | 79.25% | Electricity | 50%
2049 | Reference | Commercial | Diesel | 54.12% | Electricity | 66.91%
2049 | Reference | General Industry | Diesel | 7.081% | Electricity | 98.86%
2049 | Reference | General Industry | Diesel | 0.06823% | Wood | 100%
2049 | Reference | Residential | Diesel | 4.953% | Electricity | 100%
2049 | Reference | Commercial | LPG | 31.31% | Electricity | 50.9%
2049 | Reference | General Industry | LPG | 30.57% | Electricity | 72.67%
2049 | Reference | General Industry | LPG | 23.1% | Wood | 100%
2049 | Reference | Residential | LPG | 21.29% | Electricity | 50%
2049 | Reference | Commercial | Natural gas | 72.61% | Electricity | 50.19%
2049 | Reference | General Industry | Natural gas | 50% | Electricity | 64.41%
2049 | Reference | General Industry | Natural gas | 10.31% | Wood | 100%
2049 | Reference | Residential | Natural gas | 20.63% | Electricity | 50%
2050 | Reference | Commercial | Coal | 80.59% | Electricity | 51.15%
2050 | Reference | Commercial | Coal | 3.087% | Wood | 100%
2050 | Reference | General Industry | Coal | 72.72% | Electricity | 62.65%
2050 | Reference | General Industry | Coal | 15.18% | Wood | 100%
2050 | Reference | Residential | Coal | 80% | Electricity | 50%
2050 | Reference | Commercial | Diesel | 54.64% | Electricity | 66.91%
2050 | Reference | General Industry | Diesel | 7.149% | Electricity | 98.86%
2050 | Reference | General Industry | Diesel | 0.06888% | Wood | 100%
2050 | Reference | Residential | Diesel | 5% | Electricity | 100%
2050 | Reference | Commercial | LPG | 31.61% | Electricity | 50.9%
2050 | Reference | General Industry | LPG | 30.86% | Electricity | 72.67%
2050 | Reference | General Industry | LPG | 23.32% | Wood | 100%
2050 | Reference | Residential | LPG | 21.5% | Electricity | 50%
2050 | Reference | Commercial | Natural gas | 73.3% | Electricity | 50.19%
2050 | Reference | General Industry | Natural gas | 50.48% | Electricity | 64.41%
2050 | Reference | General Industry | Natural gas | 10.41% | Wood | 100%
2050 | Reference | Residential | Natural gas | 20.83% | Electricity | 50%
2023 | Innovation | Commercial | Coal | 0% | Electricity | 51.15%
2023 | Innovation | Commercial | Coal | 0% | Wood | 100%
2023 | Innovation | General Industry | Coal | 0% | Electricity | 75.41%
2023 | Innovation | General Industry | Coal | 0% | Wood | 100%
2023 | Innovation | Residential | Coal | 0% | Electricity | 50%
2023 | Innovation | Commercial | Diesel | 0% | Electricity | 66.91%
2023 | Innovation | General Industry | Diesel | 0% | Electricity | 99.78%
2023 | Innovation | General Industry | Diesel | 0% | Wood | 100%
2023 | Innovation | Residential | Diesel | 0% | Electricity | 100%
2023 | Innovation | Commercial | LPG | 0% | Electricity | 50.9%
2023 | Innovation | General Industry | LPG | 0% | Electricity | 72.67%
2023 | Innovation | General Industry | LPG | 0% | Wood | 100%
2023 | Innovation | Residential | LPG | 0% | Electricity | 50%
2023 | Innovation | Commercial | Natural gas | 0% | Electricity | 50.19%
2023 | Innovation | General Industry | Natural gas | 0% | Electricity | 79.34%
2023 | Innovation | General Industry | Natural gas | 0% | Wood | 100%
2023 | Innovation | Residential | Natural gas | 0% | Electricity | 50%
2024 | Innovation | Commercial | Coal | 4.63% | Electricity | 51.15%
2024 | Innovation | Commercial | Coal | 0.1774% | Wood | 100%
2024 | Innovation | General Industry | Coal | 5.354% | Electricity | 75.41%
2024 | Innovation | General Industry | Coal | 1.118% | Wood | 100%
2024 | Innovation | Residential | Coal | 4.595% | Electricity | 50%
2024 | Innovation | Commercial | Diesel | 3.532% | Electricity | 66.91%
2024 | Innovation | General Industry | Diesel | 1.523% | Electricity | 99.78%
2024 | Innovation | General Industry | Diesel | 0.01468% | Wood | 100%
2024 | Innovation | Residential | Diesel | 1.451% | Electricity | 100%
2024 | Innovation | Commercial | LPG | 3.173% | Electricity | 50.9%
2024 | Innovation | General Industry | LPG | 2.024% | Electricity | 72.67%
2024 | Innovation | General Industry | LPG | 1.53% | Wood | 100%
2024 | Innovation | Residential | LPG | 2.299% | Electricity | 50%
2024 | Innovation | Commercial | Natural gas | 4.363% | Electricity | 50.19%
2024 | Innovation | General Industry | Natural gas | 2.988% | Electricity | 79.34%
2024 | Innovation | General Industry | Natural gas | 0.6159% | Wood | 100%
2024 | Innovation | Residential | Natural gas | 2.256% | Electricity | 50%
2025 | Innovation | Commercial | Coal | 6.804% | Electricity | 51.15%
2025 | Innovation | Commercial | Coal | 0.2607% | Wood | 100%
2025 | Innovation | General Industry | Coal | 9.775% | Electricity | 75.41%
2025 | Innovation | General Industry | Coal | 2.041% | Wood | 100%
2025 | Innovation | Residential | Coal | 6.526% | Electricity | 50%
2025 | Innovation | Commercial | Diesel | 5.016% | Electricity | 66.91%
2025 | Innovation | General Industry | Diesel | 2.164% | Electricity | 99.78%
2025 | Innovation | General Industry | Diesel | 0.02085% | Wood | 100%
2025 | Innovation | Residential | Diesel | 2.061% | Electricity | 100%
2025 | Innovation | Commercial | LPG | 4.507% | Electricity | 50.9%
2025 | Innovation | General Industry | LPG | 2.875% | Electricity | 72.67%
2025 | Innovation | General Industry | LPG | 2.173% | Wood | 100%
2025 | Innovation | Residential | LPG | 3.265% | Electricity | 50%
2025 | Innovation | Commercial | Natural gas | 6.197% | Electricity | 50.19%
2025 | Innovation | General Industry | Natural gas | 4.245% | Electricity | 79.34%
2025 | Innovation | General Industry | Natural gas | 0.8749% | Wood | 100%
2025 | Innovation | Residential | Natural gas | 3.204% | Electricity | 50%
2026 | Innovation | Commercial | Coal | 9.912% | Electricity | 51.15%
2026 | Innovation | Commercial | Coal | 0.3797% | Wood | 100%
2026 | Innovation | General Industry | Coal | 16.94% | Electricity | 75.41%
2026 | Innovation | General Industry | Coal | 3.536% | Wood | 100%
2026 | Innovation | Residential | Coal | 9.186% | Electricity | 50%
2026 | Innovation | Commercial | Diesel | 7.061% | Electricity | 66.91%
2026 | Innovation | General Industry | Diesel | 3.046% | Electricity | 99.78%
2026 | Innovation | General Industry | Diesel | 0.02935% | Wood | 100%
2026 | Innovation | Residential | Diesel | 2.901% | Electricity | 100%
2026 | Innovation | Commercial | LPG | 6.344% | Electricity | 50.9%
2026 | Innovation | General Industry | LPG | 4.047% | Electricity | 72.67%
2026 | Innovation | General Industry | LPG | 3.058% | Wood | 100%
2026 | Innovation | Residential | LPG | 4.596% | Electricity | 50%
2026 | Innovation | Commercial | Natural gas | 8.723% | Electricity | 50.19%
2026 | Innovation | General Industry | Natural gas | 5.977% | Electricity | 79.34%
2026 | Innovation | General Industry | Natural gas | 1.232% | Wood | 100%
2026 | Innovation | Residential | Natural gas | 4.51% | Electricity | 50%
2027 | Innovation | Commercial | Coal | 14.15% | Electricity | 51.15%
2027 | Innovation | Commercial | Coal | 0.5421% | Wood | 100%
2027 | Innovation | General Industry | Coal | 27.04% | Electricity | 75.41%
2027 | Innovation | General Industry | Coal | 5.646% | Wood | 100%
2027 | Innovation | Residential | Coal | 12.77% | Electricity | 50%
2027 | Innovation | Commercial | Diesel | 9.818% | Electricity | 66.91%
2027 | Innovation | General Industry | Diesel | 4.235% | Electricity | 99.78%
2027 | Innovation | General Industry | Diesel | 0.04081% | Wood | 100%
2027 | Innovation | Residential | Diesel | 4.034% | Electricity | 100%
2027 | Innovation | Commercial | LPG | 8.822% | Electricity | 50.9%
2027 | Innovation | General Industry | LPG | 5.628% | Electricity | 72.67%
2027 | Innovation | General Industry | LPG | 4.252% | Wood | 100%
2027 | Innovation | Residential | LPG | 6.391% | Electricity | 50%
2027 | Innovation | Commercial | Natural gas | 12.13% | Electricity | 50.19%
2027 | Innovation | General Industry | Natural gas | 8.317% | Electricity | 79.34%
2027 | Innovation | General Industry | Natural gas | 1.714% | Wood | 100%
2027 | Innovation | Residential | Natural gas | 6.271% | Electricity | 50%
2028 | Innovation | Commercial | Coal | 19.55% | Electricity | 51.15%
2028 | Innovation | Commercial | Coal | 0.7489% | Wood | 100%
2028 | Innovation | General Industry | Coal | 38.8% | Electricity | 75.41%
2028 | Innovation | General Industry | Coal | 8.101% | Wood | 100%
2028 | Innovation | Residential | Coal | 17.48% | Electricity | 50%
2028 | Innovation | Commercial | Diesel | 13.43% | Electricity | 66.91%
2028 | Innovation | General Industry | Diesel | 5.796% | Electricity | 99.78%
2028 | Innovation | General Industry | Diesel | 0.05585% | Wood | 100%
2028 | Innovation | Residential | Diesel | 5.519% | Electricity | 100%
2028 | Innovation | Commercial | LPG | 12.07% | Electricity | 50.9%
2028 | Innovation | General Industry | LPG | 7.7% | Electricity | 72.67%
2028 | Innovation | General Industry | LPG | 5.818% | Wood | 100%
2028 | Innovation | Residential | LPG | 8.744% | Electricity | 50%
2028 | Innovation | Commercial | Natural gas | 16.6% | Electricity | 50.19%
2028 | Innovation | General Industry | Natural gas | 11.39% | Electricity | 79.34%
2028 | Innovation | General Industry | Natural gas | 2.347% | Wood | 100%
2028 | Innovation | Residential | Natural gas | 8.58% | Electricity | 50%
2029 | Innovation | Commercial | Coal | 25.97% | Electricity | 51.15%
2029 | Innovation | Commercial | Coal | 0.9948% | Wood | 100%
2029 | Innovation | General Industry | Coal | 49.82% | Electricity | 75.41%
2029 | Innovation | General Industry | Coal | 10.4% | Wood | 100%
2029 | Innovation | Residential | Coal | 23.42% | Electricity | 50%
2029 | Innovation | Commercial | Diesel | 18% | Electricity | 66.91%
2029 | Innovation | General Industry | Diesel | 7.768% | Electricity | 99.78%
2029 | Innovation | General Industry | Diesel | 0.07485% | Wood | 100%
2029 | Innovation | Residential | Diesel | 7.396% | Electricity | 100%
2029 | Innovation | Commercial | LPG | 16.17% | Electricity | 50.9%
2029 | Innovation | General Industry | LPG | 10.32% | Electricity | 72.67%
2029 | Innovation | General Industry | LPG | 7.796% | Wood | 100%
2029 | Innovation | Residential | LPG | 11.72% | Electricity | 50%
2029 | Innovation | Commercial | Natural gas | 22.24% | Electricity | 50.19%
2029 | Innovation | General Industry | Natural gas | 15.28% | Electricity | 79.34%
2029 | Innovation | General Industry | Natural gas | 3.149% | Wood | 100%
2029 | Innovation | Residential | Natural gas | 11.5% | Electricity | 50%
2030 | Innovation | Commercial | Coal | 33.2% | Electricity | 51.15%
2030 | Innovation | Commercial | Coal | 1.272% | Wood | 100%
2030 | Innovation | General Industry | Coal | 58.29% | Electricity | 75.41%
2030 | Innovation | General Industry | Coal | 12.17% | Wood | 100%
2030 | Innovation | Residential | Coal | 30.59% | Electricity | 50%
2030 | Innovation | Commercial | Diesel | 23.51% | Electricity | 66.91%
2030 | Innovation | General Industry | Diesel | 10.15% | Electricity | 99.78%
2030 | Innovation | General Industry | Diesel | 0.09777% | Wood | 100%
2030 | Innovation | Residential | Diesel | 9.658% | Electricity | 100%
2030 | Innovation | Commercial | LPG | 21.12% | Electricity | 50.9%
2030 | Innovation | General Industry | LPG | 13.48% | Electricity | 72.67%
2030 | Innovation | General Industry | LPG | 10.18% | Wood | 100%
2030 | Innovation | Residential | LPG | 15.3% | Electricity | 50%
2030 | Innovation | Commercial | Natural gas | 29.04% | Electricity | 50.19%
2030 | Innovation | General Industry | Natural gas | 19.98% | Electricity | 79.34%
2030 | Innovation | General Industry | Natural gas | 4.119% | Wood | 100%
2030 | Innovation | Residential | Natural gas | 15.01% | Electricity | 50%
2031 | Innovation | Commercial | Coal | 41.02% | Electricity | 51.15%
2031 | Innovation | Commercial | Coal | 1.572% | Wood | 100%
2031 | Innovation | General Industry | Coal | 63.96% | Electricity | 75.41%
2031 | Innovation | General Industry | Coal | 13.35% | Wood | 100%
2031 | Innovation | Residential | Coal | 38.76% | Electricity | 50%
2031 | Innovation | Commercial | Diesel | 29.79% | Electricity | 66.91%
2031 | Innovation | General Industry | Diesel | 12.86% | Electricity | 99.78%
2031 | Innovation | General Industry | Diesel | 0.1239% | Wood | 100%
2031 | Innovation | Residential | Diesel | 12.24% | Electricity | 100%
2031 | Innovation | Commercial | LPG | 26.76% | Electricity | 50.9%
2031 | Innovation | General Industry | LPG | 17.07% | Electricity | 72.67%
2031 | Innovation | General Industry | LPG | 12.9% | Wood | 100%
2031 | Innovation | Residential | LPG | 19.39% | Electricity | 50%
2031 | Innovation | Commercial | Natural gas | 36.8% | Electricity | 50.19%
2031 | Innovation | General Industry | Natural gas | 25.38% | Electricity | 79.34%
2031 | Innovation | General Industry | Natural gas | 5.231% | Wood | 100%
2031 | Innovation | Residential | Natural gas | 19.03% | Electricity | 50%
2032 | Innovation | Commercial | Coal | 49.13% | Electricity | 51.15%
2032 | Innovation | Commercial | Coal | 1.882% | Wood | 100%
2032 | Innovation | General Industry | Coal | 67.5% | Electricity | 75.41%
2032 | Innovation | General Industry | Coal | 14.09% | Wood | 100%
2032 | Innovation | Residential | Coal | 47.5% | Electricity | 50%
2032 | Innovation | Commercial | Diesel | 36.51% | Electricity | 66.91%
2032 | Innovation | General Industry | Diesel | 15.77% | Electricity | 99.78%
2032 | Innovation | General Industry | Diesel | 0.152% | Wood | 100%
2032 | Innovation | Residential | Diesel | 15% | Electricity | 100%
2032 | Innovation | Commercial | LPG | 32.8% | Electricity | 50.9%
2032 | Innovation | General Industry | LPG | 20.93% | Electricity | 72.67%
2032 | Innovation | General Industry | LPG | 15.81% | Wood | 100%
2032 | Innovation | Residential | LPG | 23.76% | Electricity | 50%
2032 | Innovation | Commercial | Natural gas | 45.1% | Electricity | 50.19%
2032 | Innovation | General Industry | Natural gas | 31.2% | Electricity | 79.34%
2032 | Innovation | General Industry | Natural gas | 6.43% | Wood | 100%
2032 | Innovation | Residential | Natural gas | 23.32% | Electricity | 50%
2033 | Innovation | Commercial | Coal | 57.1% | Electricity | 51.15%
2033 | Innovation | Commercial | Coal | 2.188% | Wood | 100%
2033 | Innovation | General Industry | Coal | 69.72% | Electricity | 75.41%
2033 | Innovation | General Industry | Coal | 14.55% | Wood | 100%
2033 | Innovation | Residential | Coal | 56.24% | Electricity | 50%
2033 | Innovation | Commercial | Diesel | 43.23% | Electricity | 66.91%
2033 | Innovation | General Industry | Diesel | 18.69% | Electricity | 99.78%
2033 | Innovation | General Industry | Diesel | 0.1801% | Wood | 100%
2033 | Innovation | Residential | Diesel | 17.76% | Electricity | 100%
2033 | Innovation | Commercial | LPG | 38.84% | Electricity | 50.9%
2033 | Innovation | General Industry | LPG | 24.78% | Electricity | 72.67%
2033 | Innovation | General Industry | LPG | 18.72% | Wood | 100%
2033 | Innovation | Residential | LPG | 28.14% | Electricity | 50%
2033 | Innovation | Commercial | Natural gas | 53.41% | Electricity | 50.19%
2033 | Innovation | General Industry | Natural gas | 37.08% | Electricity | 79.34%
2033 | Innovation | General Industry | Natural gas | 7.642% | Wood | 100%
2033 | Innovation | Residential | Natural gas | 27.61% | Electricity | 50%
2034 | Innovation | Commercial | Coal | 64.48% | Electricity | 51.15%
2034 | Innovation | Commercial | Coal | 2.47% | Wood | 100%
2034 | Innovation | General Industry | Coal | 71.16% | Electricity | 75.41%
2034 | Innovation | General Industry | Coal | 14.85% | Wood | 100%
2034 | Innovation | Residential | Coal | 64.41% | Electricity | 50%
2034 | Innovation | Commercial | Diesel | 49.51% | Electricity | 66.91%
2034 | Innovation | General Industry | Diesel | 21.42% | Electricity | 99.78%
2034 | Innovation | General Industry | Diesel | 0.2064% | Wood | 100%
2034 | Innovation | Residential | Diesel | 20.34% | Electricity | 100%
2034 | Innovation | Commercial | LPG | 44.48% | Electricity | 50.9%
2034 | Innovation | General Industry | LPG | 28.38% | Electricity | 72.67%
2034 | Innovation | General Industry | LPG | 21.44% | Wood | 100%
2034 | Innovation | Residential | LPG | 32.23% | Electricity | 50%
2034 | Innovation | Commercial | Natural gas | 61.16% | Electricity | 50.19%
2034 | Innovation | General Industry | Natural gas | 42.66% | Electricity | 79.34%
2034 | Innovation | General Industry | Natural gas | 8.793% | Wood | 100%
2034 | Innovation | Residential | Natural gas | 31.62% | Electricity | 50%
2035 | Innovation | Commercial | Coal | 70.91% | Electricity | 51.15%
2035 | Innovation | Commercial | Coal | 2.717% | Wood | 100%
2035 | Innovation | General Industry | Coal | 72.16% | Electricity | 75.41%
2035 | Innovation | General Industry | Coal | 15.06% | Wood | 100%
2035 | Innovation | Residential | Coal | 71.58% | Electricity | 50%
2035 | Innovation | Commercial | Diesel | 55.02% | Electricity | 66.91%
2035 | Innovation | General Industry | Diesel | 23.83% | Electricity | 99.78%
2035 | Innovation | General Industry | Diesel | 0.2296% | Wood | 100%
2035 | Innovation | Residential | Diesel | 22.6% | Electricity | 100%
2035 | Innovation | Commercial | LPG | 49.43% | Electricity | 50.9%
2035 | Innovation | General Industry | LPG | 31.54% | Electricity | 72.67%
2035 | Innovation | General Industry | LPG | 23.83% | Wood | 100%
2035 | Innovation | Residential | LPG | 35.81% | Electricity | 50%
2035 | Innovation | Commercial | Natural gas | 67.97% | Electricity | 50.19%
2035 | Innovation | General Industry | Natural gas | 47.66% | Electricity | 79.34%
2035 | Innovation | General Industry | Natural gas | 9.824% | Wood | 100%
2035 | Innovation | Residential | Natural gas | 35.14% | Electricity | 50%
2036 | Innovation | Commercial | Coal | 76.24% | Electricity | 51.15%
2036 | Innovation | Commercial | Coal | 2.921% | Wood | 100%
2036 | Innovation | General Industry | Coal | 72.92% | Electricity | 75.41%
2036 | Innovation | General Industry | Coal | 15.22% | Wood | 100%
2036 | Innovation | Residential | Coal | 77.52% | Electricity | 50%
2036 | Innovation | Commercial | Diesel | 59.58% | Electricity | 66.91%
2036 | Innovation | General Industry | Diesel | 25.83% | Electricity | 99.78%
2036 | Innovation | General Industry | Diesel | 0.2489% | Wood | 100%
2036 | Innovation | Residential | Diesel | 24.48% | Electricity | 100%
2036 | Innovation | Commercial | LPG | 53.54% | Electricity | 50.9%
2036 | Innovation | General Industry | LPG | 34.15% | Electricity | 72.67%
2036 | Innovation | General Industry | LPG | 25.81% | Wood | 100%
2036 | Innovation | Residential | LPG | 38.78% | Electricity | 50%
2036 | Innovation | Commercial | Natural gas | 73.61% | Electricity | 50.19%
2036 | Innovation | General Industry | Natural gas | 51.92% | Electricity | 79.34%
2036 | Innovation | General Industry | Natural gas | 10.7% | Wood | 100%
2036 | Innovation | Residential | Natural gas | 38.06% | Electricity | 50%
2037 | Innovation | Commercial | Coal | 80.44% | Electricity | 51.15%
2037 | Innovation | Commercial | Coal | 3.082% | Wood | 100%
2037 | Innovation | General Industry | Coal | 73.55% | Electricity | 75.41%
2037 | Innovation | General Industry | Coal | 15.35% | Wood | 100%
2037 | Innovation | Residential | Coal | 82.23% | Electricity | 50%
2037 | Innovation | Commercial | Diesel | 63.2% | Electricity | 66.91%
2037 | Innovation | General Industry | Diesel | 27.43% | Electricity | 99.78%
2037 | Innovation | General Industry | Diesel | 0.2643% | Wood | 100%
2037 | Innovation | Residential | Diesel | 25.97% | Electricity | 100%
2037 | Innovation | Commercial | LPG | 56.79% | Electricity | 50.9%
2037 | Innovation | General Industry | LPG | 36.23% | Electricity | 72.67%
2037 | Innovation | General Industry | LPG | 27.37% | Wood | 100%
2037 | Innovation | Residential | LPG | 41.14% | Electricity | 50%
2037 | Innovation | Commercial | Natural gas | 78.08% | Electricity | 50.19%
2037 | Innovation | General Industry | Natural gas | 55.41% | Electricity | 79.34%
2037 | Innovation | General Industry | Natural gas | 11.42% | Wood | 100%
2037 | Innovation | Residential | Natural gas | 40.37% | Electricity | 50%
2038 | Innovation | Commercial | Coal | 83.66% | Electricity | 51.15%
2038 | Innovation | Commercial | Coal | 3.205% | Wood | 100%
2038 | Innovation | General Industry | Coal | 74.16% | Electricity | 75.41%
2038 | Innovation | General Industry | Coal | 15.48% | Wood | 100%
2038 | Innovation | Residential | Coal | 85.81% | Electricity | 50%
2038 | Innovation | Commercial | Diesel | 65.96% | Electricity | 66.91%
2038 | Innovation | General Industry | Diesel | 28.65% | Electricity | 99.78%
2038 | Innovation | General Industry | Diesel | 0.2761% | Wood | 100%
2038 | Innovation | Residential | Diesel | 27.1% | Electricity | 100%
2038 | Innovation | Commercial | LPG | 59.26% | Electricity | 50.9%
2038 | Innovation | General Industry | LPG | 37.81% | Electricity | 72.67%
2038 | Innovation | General Industry | LPG | 28.57% | Wood | 100%
2038 | Innovation | Residential | LPG | 42.93% | Electricity | 50%
2038 | Innovation | Commercial | Natural gas | 81.48% | Electricity | 50.19%
2038 | Innovation | General Industry | Natural gas | 58.16% | Electricity | 79.34%
2038 | Innovation | General Industry | Natural gas | 11.99% | Wood | 100%
2038 | Innovation | Residential | Natural gas | 42.13% | Electricity | 50%
2039 | Innovation | Commercial | Coal | 86.03% | Electricity | 51.15%
2039 | Innovation | Commercial | Coal | 3.296% | Wood | 100%
2039 | Innovation | General Industry | Coal | 74.66% | Electricity | 75.41%
2039 | Innovation | General Industry | Coal | 15.59% | Wood | 100%
2039 | Innovation | Residential | Coal | 88.47% | Electricity | 50%
2039 | Innovation | Commercial | Diesel | 68% | Electricity | 66.91%
2039 | Innovation | General Industry | Diesel | 29.57% | Electricity | 99.78%
2039 | Innovation | General Industry | Diesel | 0.2849% | Wood | 100%
2039 | Innovation | Residential | Diesel | 27.94% | Electricity | 100%
2039 | Innovation | Commercial | LPG | 61.1% | Electricity | 50.9%
2039 | Innovation | General Industry | LPG | 38.98% | Electricity | 72.67%
2039 | Innovation | General Industry | LPG | 29.45% | Wood | 100%
2039 | Innovation | Residential | LPG | 44.26% | Electricity | 50%
2039 | Innovation | Commercial | Natural gas | 84.01% | Electricity | 50.19%
2039 | Innovation | General Industry | Natural gas | 60.28% | Electricity | 79.34%
2039 | Innovation | General Industry | Natural gas | 12.43% | Wood | 100%
2039 | Innovation | Residential | Natural gas | 43.43% | Electricity | 50%
2040 | Innovation | Commercial | Coal | 87.75% | Electricity | 51.15%
2040 | Innovation | Commercial | Coal | 3.362% | Wood | 100%
2040 | Innovation | General Industry | Coal | 75.16% | Electricity | 75.41%
2040 | Innovation | General Industry | Coal | 15.69% | Wood | 100%
2040 | Innovation | Residential | Coal | 90.4% | Electricity | 50%
2040 | Innovation | Commercial | Diesel | 69.49% | Electricity | 66.91%
2040 | Innovation | General Industry | Diesel | 30.24% | Electricity | 99.78%
2040 | Innovation | General Industry | Diesel | 0.2914% | Wood | 100%
2040 | Innovation | Residential | Diesel | 28.55% | Electricity | 100%
2040 | Innovation | Commercial | LPG | 62.43% | Electricity | 50.9%
2040 | Innovation | General Industry | LPG | 39.83% | Electricity | 72.67%
2040 | Innovation | General Industry | LPG | 30.1% | Wood | 100%
2040 | Innovation | Residential | LPG | 45.23% | Electricity | 50%
2040 | Innovation | Commercial | Natural gas | 85.84% | Electricity | 50.19%
2040 | Innovation | General Industry | Natural gas | 61.87% | Electricity | 79.34%
2040 | Innovation | General Industry | Natural gas | 12.75% | Wood | 100%
2040 | Innovation | Residential | Natural gas | 44.38% | Electricity | 50%
2041 | Innovation | Commercial | Coal | 88.98% | Electricity | 51.15%
2041 | Innovation | Commercial | Coal | 3.409% | Wood | 100%
2041 | Innovation | General Industry | Coal | 75.65% | Electricity | 75.41%
2041 | Innovation | General Industry | Coal | 15.79% | Wood | 100%
2041 | Innovation | Residential | Coal | 91.79% | Electricity | 50%
2041 | Innovation | Commercial | Diesel | 70.55% | Electricity | 66.91%
2041 | Innovation | General Industry | Diesel | 30.72% | Electricity | 99.78%
2041 | Innovation | General Industry | Diesel | 0.296% | Wood | 100%
2041 | Innovation | Residential | Diesel | 28.98% | Electricity | 100%
2041 | Innovation | Commercial | LPG | 63.39% | Electricity | 50.9%
2041 | Innovation | General Industry | LPG | 40.44% | Electricity | 72.67%
2041 | Innovation | General Industry | LPG | 30.56% | Wood | 100%
2041 | Innovation | Residential | LPG | 45.92% | Electricity | 50%
2041 | Innovation | Commercial | Natural gas | 87.15% | Electricity | 50.19%
2041 | Innovation | General Industry | Natural gas | 63.04% | Electricity | 79.34%
2041 | Innovation | General Industry | Natural gas | 12.99% | Wood | 100%
2041 | Innovation | Residential | Natural gas | 45.06% | Electricity | 50%
2042 | Innovation | Commercial | Coal | 89.85% | Electricity | 51.15%
2042 | Innovation | Commercial | Coal | 3.442% | Wood | 100%
2042 | Innovation | General Industry | Coal | 76.12% | Electricity | 75.41%
2042 | Innovation | General Industry | Coal | 15.89% | Wood | 100%
2042 | Innovation | Residential | Coal | 92.76% | Electricity | 50%
2042 | Innovation | Commercial | Diesel | 71.3% | Electricity | 66.91%
2042 | Innovation | General Industry | Diesel | 31.06% | Electricity | 99.78%
2042 | Innovation | General Industry | Diesel | 0.2993% | Wood | 100%
2042 | Innovation | Residential | Diesel | 29.29% | Electricity | 100%
2042 | Innovation | Commercial | LPG | 64.06% | Electricity | 50.9%
2042 | Innovation | General Industry | LPG | 40.87% | Electricity | 72.67%
2042 | Innovation | General Industry | LPG | 30.88% | Wood | 100%
2042 | Innovation | Residential | LPG | 46.41% | Electricity | 50%
2042 | Innovation | Commercial | Natural gas | 88.08% | Electricity | 50.19%
2042 | Innovation | General Industry | Natural gas | 63.89% | Electricity | 79.34%
2042 | Innovation | General Industry | Natural gas | 13.17% | Wood | 100%
2042 | Innovation | Residential | Natural gas | 45.54% | Electricity | 50%
2043 | Innovation | Commercial | Coal | 90.46% | Electricity | 51.15%
2043 | Innovation | Commercial | Coal | 3.466% | Wood | 100%
2043 | Innovation | General Industry | Coal | 76.54% | Electricity | 75.41%
2043 | Innovation | General Industry | Coal | 15.98% | Wood | 100%
2043 | Innovation | Residential | Coal | 93.45% | Electricity | 50%
2043 | Innovation | Commercial | Diesel | 71.82% | Electricity | 66.91%
2043 | Innovation | General Industry | Diesel | 31.3% | Electricity | 99.78%
2043 | Innovation | General Industry | Diesel | 0.3016% | Wood | 100%
2043 | Innovation | Residential | Diesel | 29.51% | Electricity | 100%
2043 | Innovation | Commercial | LPG | 64.53% | Electricity | 50.9%
2043 | Innovation | General Industry | LPG | 41.17% | Electricity | 72.67%
2043 | Innovation | General Industry | LPG | 31.11% | Wood | 100%
2043 | Innovation | Residential | LPG | 46.75% | Electricity | 50%
2043 | Innovation | Commercial | Natural gas | 88.73% | Electricity | 50.19%
2043 | Innovation | General Industry | Natural gas | 64.49% | Electricity | 79.34%
2043 | Innovation | General Industry | Natural gas | 13.29% | Wood | 100%
2043 | Innovation | Residential | Natural gas | 45.87% | Electricity | 50%
2044 | Innovation | Commercial | Coal | 90.89% | Electricity | 51.15%
2044 | Innovation | Commercial | Coal | 3.482% | Wood | 100%
2044 | Innovation | General Industry | Coal | 76.9% | Electricity | 75.41%
2044 | Innovation | General Industry | Coal | 16.05% | Wood | 100%
2044 | Innovation | Residential | Coal | 93.92% | Electricity | 50%
2044 | Innovation | Commercial | Diesel | 72.19% | Electricity | 66.91%
2044 | Innovation | General Industry | Diesel | 31.47% | Electricity | 99.78%
2044 | Innovation | General Industry | Diesel | 0.3033% | Wood | 100%
2044 | Innovation | Residential | Diesel | 29.66% | Electricity | 100%
2044 | Innovation | Commercial | LPG | 64.86% | Electricity | 50.9%
2044 | Innovation | General Industry | LPG | 41.38% | Electricity | 72.67%
2044 | Innovation | General Industry | LPG | 31.27% | Wood | 100%
2044 | Innovation | Residential | LPG | 46.99% | Electricity | 50%
2044 | Innovation | Commercial | Natural gas | 89.18% | Electricity | 50.19%
2044 | Innovation | General Industry | Natural gas | 64.92% | Electricity | 79.34%
2044 | Innovation | General Industry | Natural gas | 13.38% | Wood | 100%
2044 | Innovation | Residential | Natural gas | 46.11% | Electricity | 50%
2045 | Innovation | Commercial | Coal | 91.19% | Electricity | 51.15%
2045 | Innovation | Commercial | Coal | 3.493% | Wood | 100%
2045 | Innovation | General Industry | Coal | 77.19% | Electricity | 75.41%
2045 | Innovation | General Industry | Coal | 16.11% | Wood | 100%
2045 | Innovation | Residential | Coal | 94.26% | Electricity | 50%
2045 | Innovation | Commercial | Diesel | 72.45% | Electricity | 66.91%
2045 | Innovation | General Industry | Diesel | 31.59% | Electricity | 99.78%
2045 | Innovation | General Industry | Diesel | 0.3044% | Wood | 100%
2045 | Innovation | Residential | Diesel | 29.76% | Electricity | 100%
2045 | Innovation | Commercial | LPG | 65.09% | Electricity | 50.9%
2045 | Innovation | General Industry | LPG | 41.53% | Electricity | 72.67%
2045 | Innovation | General Industry | LPG | 31.38% | Wood | 100%
2045 | Innovation | Residential | LPG | 47.16% | Electricity | 50%
2045 | Innovation | Commercial | Natural gas | 89.5% | Electricity | 50.19%
2045 | Innovation | General Industry | Natural gas | 65.22% | Electricity | 79.34%
2045 | Innovation | General Industry | Natural gas | 13.44% | Wood | 100%
2045 | Innovation | Residential | Natural gas | 46.27% | Electricity | 50%
2046 | Innovation | Commercial | Coal | 91.39% | Electricity | 51.15%
2046 | Innovation | Commercial | Coal | 3.501% | Wood | 100%
2046 | Innovation | General Industry | Coal | 77.42% | Electricity | 75.41%
2046 | Innovation | General Industry | Coal | 16.16% | Wood | 100%
2046 | Innovation | Residential | Coal | 94.49% | Electricity | 50%
2046 | Innovation | Commercial | Diesel | 72.62% | Electricity | 66.91%
2046 | Innovation | General Industry | Diesel | 31.67% | Electricity | 99.78%
2046 | Innovation | General Industry | Diesel | 0.3052% | Wood | 100%
2046 | Innovation | Residential | Diesel | 29.84% | Electricity | 100%
2046 | Innovation | Commercial | LPG | 65.25% | Electricity | 50.9%
2046 | Innovation | General Industry | LPG | 41.63% | Electricity | 72.67%
2046 | Innovation | General Industry | LPG | 31.45% | Wood | 100%
2046 | Innovation | Residential | LPG | 47.27% | Electricity | 50%
2046 | Innovation | Commercial | Natural gas | 89.72% | Electricity | 50.19%
2046 | Innovation | General Industry | Natural gas | 65.43% | Electricity | 79.34%
2046 | Innovation | General Industry | Natural gas | 13.49% | Wood | 100%
2046 | Innovation | Residential | Natural gas | 46.39% | Electricity | 50%
2047 | Innovation | Commercial | Coal | 91.53% | Electricity | 51.15%
2047 | Innovation | Commercial | Coal | 3.507% | Wood | 100%
2047 | Innovation | General Industry | Coal | 77.6% | Electricity | 75.41%
2047 | Innovation | General Industry | Coal | 16.2% | Wood | 100%
2047 | Innovation | Residential | Coal | 94.65% | Electricity | 50%
2047 | Innovation | Commercial | Diesel | 72.74% | Electricity | 66.91%
2047 | Innovation | General Industry | Diesel | 31.73% | Electricity | 99.78%
2047 | Innovation | General Industry | Diesel | 0.3057% | Wood | 100%
2047 | Innovation | Residential | Diesel | 29.89% | Electricity | 100%
2047 | Innovation | Commercial | LPG | 65.36% | Electricity | 50.9%
2047 | Innovation | General Industry | LPG | 41.7% | Electricity | 72.67%
2047 | Innovation | General Industry | LPG | 31.51% | Wood | 100%
2047 | Innovation | Residential | LPG | 47.35% | Electricity | 50%
2047 | Innovation | Commercial | Natural gas | 89.87% | Electricity | 50.19%
2047 | Innovation | General Industry | Natural gas | 65.58% | Electricity | 79.34%
2047 | Innovation | General Industry | Natural gas | 13.52% | Wood | 100%
2047 | Innovation | Residential | Natural gas | 46.46% | Electricity | 50%
2048 | Innovation | Commercial | Coal | 91.63% | Electricity | 51.15%
2048 | Innovation | Commercial | Coal | 3.51% | Wood | 100%
2048 | Innovation | General Industry | Coal | 77.73% | Electricity | 75.41%
2048 | Innovation | General Industry | Coal | 16.23% | Wood | 100%
2048 | Innovation | Residential | Coal | 94.76% | Electricity | 50%
2048 | Innovation | Commercial | Diesel | 72.83% | Electricity | 66.91%
2048 | Innovation | General Industry | Diesel | 31.77% | Electricity | 99.78%
2048 | Innovation | General Industry | Diesel | 0.3061% | Wood | 100%
2048 | Innovation | Residential | Diesel | 29.92% | Electricity | 100%
2048 | Innovation | Commercial | LPG | 65.44% | Electricity | 50.9%
2048 | Innovation | General Industry | LPG | 41.75% | Electricity | 72.67%
2048 | Innovation | General Industry | LPG | 31.54% | Wood | 100%
2048 | Innovation | Residential | LPG | 47.41% | Electricity | 50%
2048 | Innovation | Commercial | Natural gas | 89.97% | Electricity | 50.19%
2048 | Innovation | General Industry | Natural gas | 65.68% | Electricity | 79.34%
2048 | Innovation | General Industry | Natural gas | 13.54% | Wood | 100%
2048 | Innovation | Residential | Natural gas | 46.52% | Electricity | 50%
2049 | Innovation | Commercial | Coal | 91.7% | Electricity | 51.15%
2049 | Innovation | Commercial | Coal | 3.513% | Wood | 100%
2049 | Innovation | General Industry | Coal | 77.82% | Electricity | 75.41%
2049 | Innovation | General Industry | Coal | 16.25% | Wood | 100%
2049 | Innovation | Residential | Coal | 94.83% | Electricity | 50%
2049 | Innovation | Commercial | Diesel | 72.89% | Electricity | 66.91%
2049 | Innovation | General Industry | Diesel | 31.8% | Electricity | 99.78%
2049 | Innovation | General Industry | Diesel | 0.3064% | Wood | 100%
2049 | Innovation | Residential | Diesel | 29.95% | Electricity | 100%
2049 | Innovation | Commercial | LPG | 65.49% | Electricity | 50.9%
2049 | Innovation | General Industry | LPG | 41.78% | Electricity | 72.67%
2049 | Innovation | General Industry | LPG | 31.57% | Wood | 100%
2049 | Innovation | Residential | LPG | 47.44% | Electricity | 50%
2049 | Innovation | Commercial | Natural gas | 90.05% | Electricity | 50.19%
2049 | Innovation | General Industry | Natural gas | 65.75% | Electricity | 79.34%
2049 | Innovation | General Industry | Natural gas | 13.55% | Wood | 100%
2049 | Innovation | Residential | Natural gas | 46.55% | Electricity | 50%
2050 | Innovation | Commercial | Coal | 91.85% | Electricity | 51.15%
2050 | Innovation | Commercial | Coal | 3.519% | Wood | 100%
2050 | Innovation | General Industry | Coal | 78.04% | Electricity | 75.41%
2050 | Innovation | General Industry | Coal | 16.29% | Wood | 100%
2050 | Innovation | Residential | Coal | 95% | Electricity | 50%
2050 | Innovation | Commercial | Diesel | 73.02% | Electricity | 66.91%
2050 | Innovation | General Industry | Diesel | 31.86% | Electricity | 99.78%
2050 | Innovation | General Industry | Diesel | 0.3069% | Wood | 100%
2050 | Innovation | Residential | Diesel | 30% | Electricity | 100%
2050 | Innovation | Commercial | LPG | 65.61% | Electricity | 50.9%
2050 | Innovation | General Industry | LPG | 41.85% | Electricity | 72.67%
2050 | Innovation | General Industry | LPG | 31.63% | Wood | 100%
2050 | Innovation | Residential | LPG | 47.53% | Electricity | 50%
2050 | Innovation | Commercial | Natural gas | 90.21% | Electricity | 50.19%
2050 | Innovation | General Industry | Natural gas | 65.91% | Electricity | 79.34%
2050 | Innovation | General Industry | Natural gas | 13.58% | Wood | 100%
2050 | Innovation | Residential | Natural gas | 46.64% | Electricity | 50%

## Generation Stack
Scenario | Plant | Status | PlantType | Tech | TechName | Substation | Region | Capacity (MW) | Heat Rate (GJ/GWh) | Variable operating costs (NZD/MWh) | Fixed operating costs (NZD/kW/year) | Fuel delivery costs (NZD/GJ) | Capital cost (NZD/kW) | Connection cost (NZD $m) | Total Capital costs (NZD $m) | Earliest Commissioning Year | Fixed Commissioning Year | year
Constraint | Generic OCGT peaker: 1 (Huntly) | Generic | PELE | GasPkr | Peaker, gas-fired OCGT | HLY | Waikato | 100 | 11750 | 13.4285 | 5.4185 | 2.6504 | 1213.0016 | 13.1929 | 134.4931 | 2025 |  | 2025
Constraint | Generic OCGT peaker: 2 (Stratford) | Generic | PELE | GasPkr | Peaker, gas-fired OCGT | SFD | Taranaki | 100 | 11750 | 13.4285 | 5.4185 | 2.6504 | 1213.0016 | 13.1929 | 134.4931 | 2025 |  | 2025
Constraint | Generic OCGT peaker: 3 (Otahuhu) | Generic | PELE | GasPkr | Peaker, gas-fired OCGT | OTA | Auckland | 100 | 11750 | 13.4285 | 5.4185 | 2.6504 | 1213.0016 | 13.1929 | 134.4931 | 2025 |  | 2025
Constraint | Generic OCGT peaker: 4 (Southdown) | Generic | PELE | GasPkr | Peaker, gas-fired OCGT | SWN | Auckland | 100 | 11750 | 13.4285 | 5.4185 | 2.6504 | 1213.0016 | 13.1929 | 134.4931 | 2025 |  | 2025
Constraint | Generic OCGT peaker: 5 (Marsden) | Generic | PELE | GasPkr | Peaker, gas-fired OCGT | MDN | Northland | 100 | 11750 | 13.4285 | 5.4185 | 2.6504 | 1213.0016 | 13.1929 | 134.4931 | 2030 |  | 2030
Constraint | Generic OCGT peaker: 6 (Huntly) | Generic | PELE | GasPkr | Peaker, gas-fired OCGT | HLY | Waikato | 100 | 11750 | 13.4285 | 5.4185 | 2.6504 | 1213.0016 | 13.1929 | 134.4931 | 2030 |  | 2030
Constraint | Generic OCGT peaker: 7 (Otahuhu) | Generic | PELE | GasPkr | Peaker, gas-fired OCGT | OTA | Auckland | 100 | 11750 | 13.4285 | 5.4185 | 2.6504 | 1213.0016 | 13.1929 | 134.4931 | 2035 |  | 2035
Constraint | Generic OCGT peaker: 8 (Huntly) | Generic | PELE | GasPkr | Peaker, gas-fired OCGT | HLY | Waikato | 100 | 11750 | 13.4285 | 5.4185 | 2.6504 | 1213.0016 | 13.1929 | 134.4931 | 2045 |  | 2045
Constraint | Generic Reciprocating Biogas: 1 (Halfway Bush) | Generic | PELE | BioRecip | Reciprocating Biogas engine | HWB | Otago | 10 | 11400 | 16.0123 | 21.1733 | 0 | 2679.6442 | 0.66167 | 27.4581 | 2030 |  | 2030
Constraint | Generic Reciprocating Biogas: 2 (Christchurch) | Generic | PELE | BioRecip | Reciprocating Biogas engine | ISL | Canterbury | 10 | 11400 | 16.0123 | 21.1733 | 0 | 2679.6442 | 0.66167 | 27.4581 | 2035 |  | 2035
Constraint | Te Ahi O Maui (KA22) | Current | PELE | Geo | Geothermal | KAW | Bay of Plenty | 25 | 12000 | 0 | 223.8087 | 0 | [5 empty] | 0
Constraint | Kawerau | Current | PELE | Geo | Geothermal | KAW | Bay of Plenty | 103 | 12000 | 0 | 223.8087 | 0 | [5 empty] | 0
Constraint | Mōkai | Current | PELE | Geo | Geothermal | WKM | Waikato | 113 | 12000 | 0 | 223.8087 | 0 | [5 empty] | 0
Constraint | Ngā Awa Pūrua | Current | PELE | Geo | Geothermal | WRK | Waikato | 140 | 12000 | 0 | 223.8087 | 0 | [5 empty] | 0
Constraint | Ngātamariki | Current | PELE | Geo | Geothermal | OKI | Waikato | 85 | 12000 | 0 | 123.6838 | 0 | [5 empty] | 0
Constraint | Ngātamariki expansion | Fully consented | PELE | Geo | Geothermal | WRK | Waikato | 46 | 12000 | 0 | 223.8087 | 0 | 4412.8824 | 17.5 | 220.4926 |  |  | 0
Constraint | Ngāwhā Stage 1 & 2 | Current | PELE | Geo | Geothermal | KOE | Northland | 28 | 12000 | 0 | 223.8087 | 0 | [5 empty] | 0
Constraint | Ngāwhā Stage 3 (OEC4) | Current | PELE | Geo | Geothermal | KOE | Northland | 32 | 12000 | 0 | 223.8087 | 0 | [5 empty] | 0
Constraint | Ngāwhā Stage 4 (OEC5) | Fully consented | PELE | Geo | Geothermal | KOE | Northland | 32 | 12000 | 0 | 223.8087 | 0 | 9190.2921 | 17.6691 | 311.7585 | 2026 |  | 2026
Constraint | Ōhaaki | Current | PELE | Geo | Geothermal | OKI | Waikato | 50 | 12000 | 0 | 223.8087 | 0 | [5 empty] | 0
Constraint | Poihipi Road | Current | PELE | Geo | Geothermal | PPI | Waikato | 50 | 12000 | 0 | 223.8087 | 0 | [5 empty] | 0
Constraint | Rotokawa | Current | PELE | Geo | Geothermal | WRK | Waikato | 34 | 12000 | 0 | 223.8087 | 0 | [5 empty] | 0
Constraint | Kawerau (TOPP1) | Current | PELE | Geo | Geothermal | KAW | Bay of Plenty | 21.5 | 12000 | 0 | 223.8087 | 0 | [5 empty] | 0
Constraint | Kawerau (TOPP2) | Under construction | PELE | Geo | Geothermal | KAW | Bay of Plenty | 49 | 12000 | 0 | 223.8087 | 0 | 6558.7729 | 17.6691 | 339.049 |  |  | 0
Constraint | Tāheke Geothermal Project | Applied for consent | PELE | Geo | Geothermal | KAW | Bay of Plenty | 35 | 12000 | 0 | 223.8087 | 0 | 7578.1038 | 17.6691 | 282.9027 | 2030 |  | 2030
Constraint | Tauhara Stage 1 | Under construction | PELE | Geo | Geothermal | WRK | Waikato | 152 | 12000 | 0 | 223.8087 | 0 | 5289.7333 | 25 | 829.0395 |  | 2024 | 2024
Constraint | Tauhara Stage 1 expansion | Fully consented | PELE | Geo | Geothermal | WRK | Waikato | 22 | 12000 | 0 | 223.8087 | 0 | 5272.36 | 0 | 115.9919 | 2026 |  | 2026
Constraint | Te Huka (Binary) | Current | PELE | Geo | Geothermal | WRK | Waikato | 28 | 12000 | 0 | 251.4327 | 0 | [5 empty] | 0
Constraint | Te Huka Unit 3 | Under construction | PELE | Geo | Geothermal | WRK | Waikato | 51.4 | 12000 | 0 | 251.4327 | 0 | 5966.3846 | 17.6644 | 324.3366 |  | 2024 | 2024
Constraint | Te Mihi | Current | PELE | Geo | Geothermal | WRK | Waikato | 166 | 12000 | 0 | 223.8087 | 0 | [5 empty] | 0
Constraint | Te Mihi (expansion) | Fully consented | PELE | Geo | Geothermal | WRK | Waikato | 180 | 12000 | 0 | 223.8087 | 0 | 5576.3705 | 29.4485 | 1033.1952 |  |  | 0
Constraint | Wairākei Binary | Current | PELE | Geo | Geothermal | WRK | Waikato | 14.4 | 12000 | 0 | 223.8087 | 0 | [5 empty] | 0
Constraint | Wairākei C & D | Fully consented | PELE | Geo | Geothermal | WRK | Waikato | 40 | 12000 | 0 | 223.8087 | 0 | 5889.7027 | 3.2982 | 238.8863 |  |  | 0
Constraint | Wairākei A & B | Current | PELE | Geo | Geothermal | WRK | Waikato | 117 | 12000 | 0 | 223.8087 | 0 | [5 empty] | 0
Constraint | Ātiamuri Geothermal | Generic | PELE | Geo | Geothermal | WKM | Waikato | 5 | 12000 | 0 | 223.8087 | 0 | 12080.1925 | 32.3934 | 92.7943 | 2040 |  | 2040
Constraint | Ngāwhā Expansion: Stage 5 | Generic | PELE | Geo | Geothermal | KOE | Northland | 25 | 12000 | 0 | 223.8087 | 0 | 9649.8067 | 17.6691 | 258.9143 |  |  | 0
Constraint | Ngāwhā Expansion: Stage 6 | Generic | PELE | Geo | Geothermal | KOE | Northland | 25 | 12000 | 0 | 223.8087 | 0 | 9649.8067 | 17.6691 | 258.9143 |  |  | 0
Constraint | Reporoa: Stage 2 | Generic | PELE | Geo | Geothermal | WRK | Waikato | 25 | 12000 | 0 | 223.8087 | 0 | 7578.1038 | 17.6691 | 207.1217 | 2040 |  | 2040
Constraint | Tāheke: Stage 2 | Generic | PELE | Geo | Geothermal | KAW | Bay of Plenty | 25 | 12000 | 0 | 223.8087 | 0 | 7578.1038 | 17.6691 | 207.1217 | 2040 |  | 2040
Constraint | Tāheke: Stage 3 | Generic | PELE | Geo | Geothermal | KAW | Bay of Plenty | 25 | 12000 | 0 | 223.8087 | 0 | 7578.1038 | 17.6691 | 207.1217 | 2050 |  | 2050
Constraint | Tokaanu Geothermal (Stage 2) | Generic | PELE | Geo | Geothermal | TKU | Waikato | 100 | 12000 | 0 | 223.8087 | 0 | 6331.3715 | 23.5588 | 656.696 | 2040 |  | 2040
Constraint | Bay of Plenty hydro schemes | Current | PELE | HydSC | Hydro, schedulable | TGA | Bay of Plenty | 147.6 | 3600 | 0 | 110.1778 | 0 | [5 empty] | 0
Constraint | Bunnythorpe hydro scheme | Current | PELE | HydSC | Hydro, schedulable | TKU | Waikato | 360 | 3600 | 0 | 67.4683 | 0 | [5 empty] | 0
Constraint | Coleridge | Current | PELE | HydSC | Hydro, schedulable | COL | Canterbury | 39.5 | 3600 | 0 | 76.0552 | 0 | [5 empty] | 0
Constraint | Clyde and Roxburgh hydro scheme | Current | PELE | HydSC | Hydro, schedulable | ROX | Otago | 752 | 3600 | 0 | 57.5934 | 0 | [5 empty] | 0
Constraint | Bay of Plenty hydro scheme (embedded) | Current | PELE | HydSC | Hydro, schedulable | TGA | Bay of Plenty | 25.3 | 3600 | 0 | 153.1326 | 0 | [5 empty] | 0
Constraint | Christchurch hydro scheme (embedded) | Current | PELE | HydSC | Hydro, schedulable | CUL | Canterbury | 26.8 | 3600 | 0 | 153.1326 | 0 | [5 empty] | 0
Constraint | Manapōuri | Current | PELE | HydSC | Hydro, schedulable | MAN | Southland | 800 | 3600 | 0 | 35.3391 | 0 | [5 empty] | 0
Constraint | Waikaremoana hydro scheme | Current | PELE | HydSC | Hydro, schedulable | TUI | Hawke's Bay | 138 | 3600 | 0 | 75.585 | 0 | [5 empty] | 0
Constraint | Cobb | Current | PELE | HydSC | Hydro, schedulable | STK | Nelson | 32 | 3600 | 0 | 76.4641 | 0 | [5 empty] | 0
Constraint | Patea | Current | PELE | HydSC | Hydro, schedulable | NPL | Taranaki | 33 | 3600 | 0 | 76.4028 | 0 | [5 empty] | 0
Constraint | Waikato River hydro scheme | Current | PELE | HydSC | Hydro, schedulable | WKM | Waikato | 1095.5 | 3600 | 0 | 67.4581 | 0 | [5 empty] | 0
Constraint | Waipori power scheme | Current | PELE | HydSC | Hydro, schedulable | BWK | Otago | 87 | 3600 | 0 | 98.974 | 0 | [5 empty] | 0
Constraint | Mangahao | Current | PELE | HydSC | Hydro, schedulable | MHO | Manawatū-Whanganui | 39 | 3600 | 0 | 76.0859 | 0 | [5 empty] | 0
Constraint | Waitaki hydro scheme | Current | PELE | HydSC | Hydro, schedulable | WTK | Canterbury | 1743 | 3600 | 0 | 61.3757 | 0 | [5 empty] | 0
Constraint | Arnold Valley hydro | Consent lapsed | PELE | HydPK | Hydro, peaking | DOB | West Coast | 46 | 3600 | 0 | 75.7076 | 0 | 5258.4727 | 7.94 | 249.8297 |  |  | 0
Constraint | Bush Stream hydro plant | Generic | PELE | HydRR | Hydro, run of river | HOR | Canterbury | 30 | 3600 | 0 | 76.5663 | 0 | 6230.0396 | 9.528 | 196.4292 |  |  | 0
Constraint | Clarence hydro: Waiau Diversions | Generic | PELE | HydRR | Hydro, run of river | CUL | Canterbury | 70 | 3600 | 0 | 74.4196 | 0 | 6230.0396 | 9.528 | 445.6308 |  |  | 0
Constraint | Clutha River - Beaumont Expansion | Potential | PELE | HydRR | Hydro, run of river | ROX | Otago | 185 | 3600 | 0 | 68.2657 | 0 | 6894.219 | 18.659 | 1294.0895 |  |  | 0
Constraint | Clutha River - Luggate expansion | Potential | PELE | HydRR | Hydro, run of river | ROX | Otago | 80 | 3600 | 0 | 73.5711 | 0 | 6230.0396 | 9.528 | 507.9311 |  |  | 0
Constraint | Clutha River - Queensberry expansion | Potential | PELE | HydRR | Hydro, run of river | ROX | Otago | 110 | 3600 | 0 | 69.6048 | 0 | 6894.219 | 18.659 | 777.023 |  |  | 0
Constraint | Clutha River - Tuapeka expansion | Potential | PELE | HydRR | Hydro, run of river | ROX | Otago | 350 | 3600 | 0 | 59.4334 | 0 | 5667.7567 | 28.4516 | 2012.1664 |  |  | 0
Constraint | Hāwea Gates hydro plant | Consent lapsed | PELE | HydPK | Hydro, peaking | CML | Otago | 17 | 3600 | 0 | 153.1326 | 0 | 2957.2017 | 17.2033 | 67.4757 |  |  | 0
Constraint | Lake Pūkaki hydro plant | Consent lapsed | PELE | HydPK | Hydro, peaking | TWZ | Canterbury | 35 | 3600 | 0 | 76.3005 | 0 | 4044.0968 | 5.161 | 146.7044 |  |  | 0
Constraint | Mātakitaki River generic hydro plant | Generic | PELE | HydRR | Hydro, run of river | IGH | West Coast | 40 | 3600 | 0 | 76.0347 | 0 | 6230.0396 | 9.528 | 258.7296 |  |  | 0
Constraint | Ngākawau hydro scheme | Fully consented | PELE | HydRR | Hydro, run of river | WMG | West Coast | 24 | 3600 | 0 | 153.1326 | 0 | 4992.9245 | 7.94 | 127.7702 |  |  | 0
Constraint | Potts River hydro | Generic | PELE | HydRR | Hydro, run of river | HOR | Canterbury | 35 | 3600 | 0 | 76.3005 | 0 | 6230.0396 | 9.528 | 227.5794 |  |  | 0
Constraint | Rakaia River dam | Potential | PELE | HydRR | Hydro, run of river | ASB | Canterbury | 3 | 3600 | 0 | 153.1326 | 0 | 6602.4247 | 8.4799 | 28.2872 |  |  | 0
Constraint | Taramakau | Generic | PELE | HydRR | Hydro, run of river | IGH | West Coast | 50 | 3600 | 0 | 75.493 | 0 | 6230.0396 | 9.528 | 321.03 |  |  | 0
Constraint | Wairau Hydro Expansion | Potential | PELE | HydRR | Hydro, run of river | BLN | Marlborough | 72 | 3600 | 0 | 74.3174 | 0 | 5594.1134 | 13.8817 | 416.6579 |  |  | 0
Constraint | Whitcombe River | Generic | PELE | HydRR | Hydro, run of river | IGH | West Coast | 30 | 3600 | 0 | 76.5663 | 0 | 6230.0396 | 9.528 | 196.4292 |  |  | 0
Constraint | Argyle Solar Farm - Northern Area | Applied for consent | PELE | Solar | Solar | ARG | Marlborough | 37 | 3600 | 0 | 23.5588 | 0 | 2196.5767 | 17.28 | 98.5533 |  |  | 0
Constraint | Argyle solar farm | Fully consented | PELE | Solar | Solar | ARG | Marlborough | 28 | 3600 | 0 | 20.4449 | 0 | 2099.993 | 17.28 | 76.0798 | 2026 |  | 2026
Constraint | Brookside solar farm | Fully consented | PELE | Solar | Solar | ISL | Canterbury | 50 | 3600 | 0 | 23.5588 | 0 | 1110.7865 | 23.05 | 78.5893 |  |  | 0
Constraint | Dannevirke Solar Farm | Early stages | PELE | Solar | Solar | DVK | Manawatū-Whanganui | 65 | 3600 | 0 | 23.5588 | 0 | 1271.9376 | 23.62 | 106.2959 |  |  | 0
Constraint | Edgecumbe solar (Helios) | Fully consented | PELE | Solar | Solar | EDG | Bay of Plenty | 115 | 3600 | 0 | 23.5588 | 0 | 1143.0897 | 25.5562 | 157.0115 | 2025 |  | 2025
Constraint | Edgecumbe solar farm (FNSF) | Fully consented | PELE | Solar | Solar | EDG | Bay of Plenty | 38 | 3600 | 0 | 23.5588 | 0 | 1158.6009 | 19.01 | 63.0368 |  |  | 0
Constraint | Greytown Solar Farm (FNSF) | Applied for consent | PELE | Solar | Solar | GYT | Wellington | 175 | 3600 | 0 | 23.5588 | 0 | 1101.8978 | 28.84 | 221.6721 |  |  | 0
Constraint | Marton solar farm | Fully consented | PELE | Solar | Solar | MTN | Manawatū-Whanganui | 41 | 3600 | 0 | 23.5588 | 0 | 1150.5857 | 17.86 | 65.034 |  |  | 0
Constraint | Ohau A solar plant | Announced | PELE | Solar | Solar | OHA | Canterbury | 278 | 3600 | 0 | 23.5588 | 0 | 982.7055 | 29.38 | 302.5721 |  |  | 0
Constraint | Tasman District solar farm | Announced | PELE | Solar | Solar | STK | Nelson | 130 | 3600 | 0 | 23.5588 | 0 | 1067.3665 | 31.69 | 170.4477 |  |  | 0
Constraint | Waitara solar farm | Applied for consent | PELE | Solar | Solar | MNI | Taranaki | 72 | 3600 | 0 | 23.5588 | 0 | 1146.0773 | 24.77 | 107.2876 |  |  | 0
Constraint | Foxton solar farm | Under construction | PELE | Solar | Solar | BPE | Manawatū-Whanganui | 42 | 3600 | 0 | 23.5588 | 0 | 1249.2318 | 17.6644 | 70.1322 | 2025 |  | 2025
Constraint | Glorit solar farm | Early stages | PELE | Solar | Solar | WEL | Northland | 160 | 3600 | 0 | 23.5588 | 0 | 1142.2482 | 30.6265 | 213.3862 |  |  | 0
Constraint | Greytown solar farm | Early stages | PELE | Solar | Solar | GYT | Wellington | 100 | 3600 | 0 | 23.5588 | 0 | 1217.3764 | 26.5784 | 148.3161 |  |  | 0
Constraint | Helensville solar farm | Applied for consent | PELE | Solar | Solar | HPI | Auckland | 53 | 3600 | 0 | 23.5588 | 0 | 1301.6654 | 17.6644 | 86.6527 |  |  | 0
Constraint | Hawke's Bay Airport solar farm | Announced | PELE | Solar | Solar | RDF | Hawke's Bay | 40 | 3600 | 0 | 23.5588 | 0 | 1473.3026 | 20.4449 | 79.377 | 2025 |  | 2025
Constraint | Kaipara solar farm | Announced | PELE | Solar | Solar | HPI | Auckland | 70 | 3600 | 0 | 23.5588 | 0 | 1245.7223 | 34.57 | 121.7706 | 2026 |  | 2026
Constraint | Karioi solar farm | Announced | PELE | Solar | Solar | TNG | Manawatū-Whanganui | 100 | 3600 | 0 | 23.5588 | 0 | 1237.3772 | 26.5069 | 150.2446 | 2026 |  | 2026
Constraint | Kōwhai Park solar farm | Early stages | PELE | Solar | Solar | ISL | Canterbury | 150 | 3600 | 0 | 23.5588 | 0 | 1082.4915 | 32.9777 | 195.3514 | 2025 |  | 2025
Constraint | Lauriston solar farm | Under construction | PELE | Solar | Solar | ASB | Canterbury | 63 | 3600 | 0 | 23.5588 | 0 | 1530.9209 | 34.57 | 131.018 |  | 2024 | 2024
Constraint | Clandeboye solar farm | Fully consented | PELE | Solar | Solar | TMK | Canterbury | 27 | 3600 | 0 | 23.5588 | 0 | 1238.973 | 17.28 | 50.7323 | 2026 |  | 2026
Constraint | Lodestone Dargaville | Fully consented | PELE | Solar | Solar | MPE | Northland | 69 | 3600 | 0 | 23.5588 | 0 | 999.9355 | 14.3115 | 83.307 | 2025 |  | 2025
Constraint | Dunsandel solar farm | Fully consented | PELE | Solar | Solar | NOR | Canterbury | 60 | 3600 | 0 | 23.5588 | 0 | 1130.3304 | 23.05 | 90.8698 | 2026 |  | 2026
Constraint | Lodestone Kohira solar farm | Current | PELE | Solar | Solar | KTA | Northland | 32 | 3600 | 0 | 23.5588 | 0 | [5 empty] | 0
Constraint | Mt Somers solar farm | Fully consented | PELE | Solar | Solar | ASB | Canterbury | 27 | 3600 | 0 | 23.5588 | 0 | 1238.973 | 17.28 | 50.7323 | 2026 |  | 2026
Constraint | Lodestone Rangitaiki solar farm | Current | PELE | Solar | Solar | EDG | Bay of Plenty | 32 | 3600 | 0 | 23.5588 | 0 |  |  |  |  | 2024 | 2024
Constraint | Lodestone Te Herenga o Te Rā solar farm | Under construction | PELE | Solar | Solar | WAI | Bay of Plenty | 30 | 3600 | 0 | 23.5588 | 0 | 1214.3078 | 18.44 | 54.8692 |  |  | 0
Constraint | Lodestone Whitianga | Fully consented | PELE | Solar | Solar | KPU | Auckland | 31 | 3600 | 0 | 23.5588 | 0 | 1002.7356 | 14.3115 | 45.3963 | 2025 |  | 2025
Constraint | Mangamaire solar farm | Fully consented | PELE | Solar | Solar | LTN | Manawatū-Whanganui | 50 | 3600 | 0 | 23.5588 | 0 | 1237.7902 | 17.6644 | 79.5539 |  |  | 0
Constraint | Maniototo solar farm | Announced | PELE | Solar | Solar | NSY | Otago | 300 | 3600 | 0 | 20.4449 | 0 | 1041.5227 | 38.2832 | 350.74 |  |  | 0
Constraint | Maranga Rā solar farm | Fully consented | PELE | Solar | Solar | MDN | Northland | 26.7 | 3600 | 0 | 23.5588 | 0 | 1268.0754 | 17.8893 | 51.7469 |  |  | 0
Constraint | Marton Solar Farm (Harmony) | Applied for consent | PELE | Solar | Solar | MTN | Manawatū-Whanganui | 73 | 3600 | 0 | 23.5588 | 0 | 1221.2623 | 23.33 | 112.4821 |  |  | 0
Constraint | Marton Solar Farm (Energy Farms Ltd) | Applied for consent | PELE | Solar | Solar | MTN | Manawatū-Whanganui | 95 | 3600 | 0 | 23.5588 | 0 | 1146.8894 | 25.35 | 134.3045 |  |  | 0
Constraint | Masterton Solar Farm (NZ Clearn Energy) | Early stages | PELE | Solar | Solar | MST | Wellington | 100 | 3600 | 0 | 23.5588 | 0 | 1166.4728 | 30.82 | 147.4673 |  |  | 0
Constraint | Maungaturoto solar farm | Announced | PELE | Solar | Solar | MTO | Northland | 20 | 3600 | 0 | 23.5588 | 0 | 1725.1482 | 18.44 | 52.943 |  |  | 0
Constraint | Moroa Road solar farm | Applied for consent | PELE | Solar | Solar | GYT | Wellington | 175 | 3600 | 0 | 23.5588 | 0 | 1128.3188 | 28.8376 | 226.2934 |  |  | 0
Constraint | Naseby solar farm | Fully consented | PELE | Solar | Solar | NSY | Otago | 59 | 3600 | 0 | 23.5588 | 0 | 1396.5253 | 21.038 | 103.433 |  |  | 0
Constraint | Ongaonga solar farm (Sky Solar) | Fully consented | PELE | Solar | Solar | WPW | Hawke's Bay | 70 | 3600 | 0 | 23.5588 | 0 | 1409.8412 | 36.6457 | 135.3346 |  | 2024 | 2024
Constraint | Ongaonga solar (Helios) | Announced | PELE | Solar | Solar | WPW | Hawke's Bay | 100 | 3600 | 0 | 23.5588 | 0 | 1006.394 | 24.6157 | 125.2551 |  |  | 0
Constraint | Ōpunake solar farm (Harmony Energy) | Applied for consent | PELE | Solar | Solar | OPK | Taranaki | 75 | 3600 | 0 | 23.5588 | 0 | 1235.7071 | 23.33 | 116.008 |  |  | 0
Constraint | Ōpunake solar farm (Energy Farms Ltd) | Applied for consent | PELE | Solar | Solar | OPK | Taranaki | 80 | 3600 | 0 | 23.5588 | 0 | 778.0587 | 20 | 82.2447 |  |  | 0
Constraint | Palmerston North solar farm | Announced | PELE | Solar | Solar | BPE | Manawatū-Whanganui | 28 | 3600 | 0 | 23.5588 | 0 | 1401.262 | 20.6187 | 59.8541 | 2024 |  | 2024
Constraint | Pukenui solar farm | Under construction | PELE | Solar | Solar | KTA | Northland | 22 | 3600 | 0 | 23.5588 | 0 | 1228.337 | 17.28 | 44.3034 |  |  | 0
Constraint | Rangiriri solar farm | Fully consented | PELE | Solar | Solar | MER | Waikato | 130 | 3600 | 0 | 23.5588 | 0 | 1146.2511 | 31.2194 | 180.2321 |  |  | 0
Constraint | Rangitāiki solar (Stage 1) | Fully consented | PELE | Solar | Solar | RNG | Bay of Plenty | 150 | 3600 | 0 | 23.5588 | 0 | 1073.5409 | 28.81 | 189.8411 |  | 2024 | 2024
Constraint | Rangitāiki solar (Stage 2) | Fully consented | PELE | Solar | Solar | RNG | Bay of Plenty | 150 | 3600 | 0 | 23.5588 | 0 | 1064.3209 | 0 | 159.6481 |  | 2026 | 2026
Constraint | Rangitāiki solar (Stage 3) | Fully consented | PELE | Solar | Solar | RNG | Bay of Plenty | 100 | 3600 | 0 | 23.5588 | 0 | 1115.6148 | 0 | 111.5615 |  | 2027 | 2027
Constraint | Ruakākā solar farm | Applied for consent | PELE | Solar | Solar | BRB | Northland | 120 | 3600 | 0 | 23.5588 | 0 | 1107.1288 | 23.849 | 156.7045 | 2024 |  | 2024
Constraint | Skinner Road solar farm | Announced | PELE | Solar | Solar | SFD | Taranaki | 32 | 3600 | 0 | 20.4449 | 0 | 1277.1666 | 17.28 | 58.1493 |  |  | 0
Constraint | Swannanoa solar farm | Announced | PELE | Solar | Solar | ISL | Canterbury | 130 | 3600 | 0 | 23.5588 | 0 | 1264.9383 | 41.2272 | 205.6692 | 2026 |  | 2026
Constraint | Taranaki solar farm (Meridian) | Announced | PELE | Solar | Solar | HUI | Taranaki | 150 | 3600 | 0 | 23.5588 | 0 | 1230.133 | 32.4563 | 216.9763 |  |  | 0
Constraint | Tauhei solar farm | Fully consented | PELE | Solar | Solar | WHU | Waikato | 147 | 3600 | 0 | 23.5588 | 0 | 1091.5866 | 34.1635 | 194.6267 |  |  | 0
Constraint | The Point solar farm | Applied for consent | PELE | Solar | Solar | OHC | Canterbury | 420 | 3600 | 0 | 20.4449 | 0 | 941.3802 | 28.81 | 424.1897 |  |  | 0
Constraint | Three Streams solar farm | Applied for consent | PELE | Solar | Solar | SFD | Taranaki | 32 | 3600 | 0 | 20.4449 | 0 | 1278.6786 | 17.28 | 58.1977 |  |  | 0
Constraint | Tikokino solar farm | Announced | PELE | Solar | Solar | WPW | Hawke's Bay | 43 | 3600 | 0 | 20.4449 | 0 | 1219.3408 | 17.28 | 69.7117 |  |  | 0
Constraint | Twin Rivers solar farm | Fully consented | PELE | Solar | Solar | KTA | Northland | 24 | 3600 | 0 | 20.4449 | 0 | 1249.2083 | 24.2 | 54.181 |  | 2024 | 2024
Constraint | Warenga solar farm | Fully consented | PELE | Solar | Solar | HLY | Waikato | 180 | 3600 | 0 | 23.5588 | 0 | 1108.171 | 43.5886 | 243.0594 |  |  | 0
Constraint | Waiotahe solar farm | Fully consented | PELE | Solar | Solar | WAI | Bay of Plenty | 81 | 3600 | 0 | 23.5588 | 0 | 1077.7704 | 23.62 | 110.9194 |  |  | 0
Constraint | Waipara solar farm | Announced | PELE | Solar | Solar | WPR | Canterbury | 144 | 3600 | 0 | 23.5588 | 0 | 1073.2082 | 29.96 | 184.502 |  |  | 0
Constraint | Wairarapa solar farm | Announced | PELE | Solar | Solar | MST | Wellington | 133 | 3600 | 0 | 23.5588 | 0 | 1177.5304 | 31.2194 | 187.831 |  |  | 0
Constraint | Waiterimu solar farm | Fully consented | PELE | Solar | Solar | WAT | Waikato | 140 | 3600 | 0 | 23.5588 | 0 | 1166.6364 | 29.4509 | 192.78 |  |  | 0
Constraint | Wellsford solar farm | Fully consented | PELE | Solar | Solar | WEL | Northland | 76 | 3600 | 0 | 23.5588 | 0 | 1136.7613 | 24.77 | 111.1639 |  |  | 0
Constraint | Generic solar (200MW+): 15 | Generic | PELE | Solar | Solar | WTU | Hawke's Bay | 200 | 3600 | 0 | 23.5588 | 0 | 1257.2581 | 33.83 | 285.2816 | 2025 |  | 2025
Constraint | Generic solar (200MW+): 2 | Generic | PELE | Solar | Solar | OHC | Canterbury | 200 | 3600 | 0 | 23.5588 | 0 | 1152.1006 | 41.71 | 272.1301 | 2020 |  | 2020
Constraint | Generic solar (200MW+): 29 | Generic | PELE | Solar | Solar | HAM | Waikato | 200 | 3600 | 0 | 23.5588 | 0 | 1275.2971 | 53.83 | 308.8894 | 2025 |  | 2025
Constraint | Generic solar (200MW+): 33 | Generic | PELE | Solar | Solar | HWB | Otago | 200 | 3600 | 0 | 23.5588 | 0 | 1216.9696 | 44.6 | 287.9939 | 2025 |  | 2025
Constraint | Generic solar (101-200MW): 35 | Generic | PELE | Solar | Solar | OAM | Otago | 120 | 3600 | 0 | 23.5588 | 0 | 1340.4163 | 28.84 | 189.69 | 2025 |  | 2025
Constraint | Generic solar (<100 MW): 40 | Generic | PELE | Solar | Solar | CUL | Canterbury | 60 | 3600 | 0 | 23.5588 | 0 | 1409.4328 | 16.17 | 100.736 | 2025 |  | 2025
Constraint | Generic solar (101-200MW): 42 | Generic | PELE | Solar | Solar | ARI | Waikato | 100 | 3600 | 0 | 23.5588 | 0 | 1336.744 | 23.48 | 157.1544 | 2025 |  | 2025
Constraint | Generic solar (200MW+): 43 | Generic | PELE | Solar | Solar | INV | Southland | 200 | 3600 | 0 | 23.5588 | 0 | 1258.7911 | 49.21 | 300.9682 | 2025 |  | 2025
Constraint | Generic solar (<100 MW): 46 | Generic | PELE | Solar | Solar | HIN | Waikato | 60 | 3600 | 0 | 23.5588 | 0 | 1409.4328 | 16.17 | 100.736 | 2025 |  | 2025
Constraint | Generic solar (101-200MW): 55 | Generic | PELE | Solar | Solar | TGA | Bay of Plenty | 180 | 3600 | 0 | 23.5588 | 0 | 1267.0469 | 68.51 | 296.5784 | 2030 |  | 2030
Constraint | Generic solar (200MW+): 56 | Generic | PELE | Solar | Solar | SDN | Otago | 200 | 3600 | 0 | 23.5588 | 0 | 1282.3111 | 52.93 | 309.3922 | 2030 |  | 2030
Constraint | Generic solar (101-200MW): 60 | Generic | PELE | Solar | Solar | PAK | Auckland | 140 | 3600 | 0 | 23.5588 | 0 | 1502.0926 | 73.91 | 284.203 | 2030 |  | 2030
Constraint | Generic solar (<100 MW): 62 | Generic | PELE | Solar | Solar | EDN | Southland | 60 | 3600 | 0 | 23.5588 | 0 | 1488.2038 | 20.2 | 109.4922 | 2030 |  | 2030
Constraint | Generic solar (<100 MW): 67 | Generic | PELE | Solar | Solar | UHT | Wellington | 80 | 3600 | 0 | 23.5588 | 0 | 1794.9102 | 25.13 | 168.7228 | 2050 |  | 2050
Constraint | Generic solar (200MW+): 75 | Generic | PELE | Solar | Solar | HLY | Waikato | 200 | 3600 | 0 | 23.5588 | 0 | 1257.0481 | 30.99 | 282.3996 | 2030 |  | 2030
Constraint | Generic solar (<100 MW): 79 | Generic | PELE | Solar | Solar | ASY | Canterbury | 80 | 3600 | 0 | 23.5588 | 0 | 1385.7882 | 25.25 | 136.1131 | 2030 |  | 2030
Constraint | Generic solar (200MW+): 81 | Generic | PELE | Solar | Solar | HAM | Waikato | 200 | 3600 | 0 | 23.5588 | 0 | 1277.1976 | 54.76 | 310.1995 | 2030 |  | 2030
Constraint | Generic solar (101-200MW): 85 | Generic | PELE | Solar | Solar | CST | Taranaki | 140 | 3600 | 0 | 23.5588 | 0 | 1310.7091 | 52.56 | 236.0593 | 2040 |  | 2040
Constraint | Generic solar (200MW+): 87 | Generic | PELE | Solar | Solar | OHC | Canterbury | 200 | 3600 | 0 | 23.5588 | 0 | 1153.8226 | 38.83 | 269.5945 | 2025 |  | 2025
Constraint | Bream Bay Peaker | Current | PELE | DslPkr | Peaker, diesel-fired OCGT | BRB | Northland | 9 | 10906 | 16.7268 | 22.3809 | 3.1333 | [5 empty] | 0
Constraint | Glenbrook cogeneration power plant | Current | ACHP | OthCog | Cogeneration, other | GLN | Auckland | 0 | 1000 | 11.3082 | 96.5911 | 0 | [5 empty] | 0
Constraint | Whareroa cogeneration plant | Current | PCHP | GasCog | Cogeneration, gas-fired | HWA | Taranaki | 70 | 9300 | 5.6903 | 46.3166 | 1.3233 | [5 empty] | 0
Constraint | Huntly Unit 1 (Coal) | Current | PELE | Coal | Coal | HLY | Waikato | 200 | 10900 | 13.6641 | 96.5911 | 0.88346 | [5 empty] | 0
Constraint | Huntly Unit 1 (Gas) | Current | PELE | OCGT | Open cycle gas turbine | HLY | Waikato | 50 | 10900 | 11.3082 | 82.4558 | 1.3193 | [5 empty] | 0
Constraint | Huntly Unit 2 (Coal) | Current | PELE | Coal | Coal | HLY | Waikato | 200 | 10900 | 13.6641 | 96.5911 | 0.88346 | [5 empty] | 0
Constraint | Huntly Unit 2 (Gas) | Current | PELE | OCGT | Open cycle gas turbine | HLY | Waikato | 50 | 10900 | 11.3082 | 82.4558 | 1.3193 | [5 empty] | 0
Constraint | Huntly Unit 5 (e3p) | Current | PELE | CCGT | Combined cycle gas turbine | HLY | Waikato | 403 | 7400 | 6.1253 | 48.2956 | 1.3193 | [5 empty] | 0
Constraint | Huntly Unit 6 (P40) | Current | PELE | OCGT | Open cycle gas turbine | HLY | Waikato | 50.8 | 10525 | 11.426 | 22.3809 | 1.3193 | [5 empty] | 0
Constraint | Junction Road power plant | Current | PELE | GasPkr | Peaker, gas-fired OCGT | NPL | Taranaki | 100 | 10500 | 11.0726 | 22.3809 | 1.3193 | [5 empty] | 0
Constraint | Kapuni cogeneration plant | Current | PCHP | GasCog | Cogeneration, gas-fired | KPA | Taranaki | 25 | 9300 | 6.0075 | 48.2956 | 1.3193 | [5 empty] | 0
Constraint | Kinleith cogeneration plant | Current | ACHP | OthCog | Cogeneration, other | KIN | Waikato | 39.6 | 12000 | 11.3082 | 82.4558 | 1.3193 | [5 empty] | 0
Constraint | Mangahewa Power Station | Current | PELE | OCGT | Open cycle gas turbine | SFD | Taranaki | 9.6 | 11600 | 16.7268 | 11.7794 | 0 | [5 empty] | 0
Constraint | Stratford Peaker | Current | PELE | GasPkr | Peaker, gas-fired OCGT | SFD | Taranaki | 210 | 8907 | 11.0726 | 22.3809 | 0.51829 | [5 empty] | 0
Constraint | Taranaki Combined Cycle (TCC) | Current | PELE | CCGT | Combined cycle gas turbine | SFD | Taranaki | 380 | 7700 | 6.1253 | 48.2956 | 0.51829 | [5 empty] | 0
Constraint | McKee power plant | Current | PELE | GasPkr | Peaker, gas-fired OCGT | SFD | Taranaki | 100 | 10500 | 11.0726 | 22.3809 | 1.3193 | [5 empty] | 0
Constraint | Waikato Power Plant | Fully consented | PELE | OCGT | Open cycle gas turbine | HTI | Waikato | 360 | 11750 | 13.4285 | 5.4185 | 1.1779 | 1528.759 | 5.8897 | 556.2429 |  |  | 0
Constraint | Whirinaki peaker plant | Current | PELE | DslPkr | Peaker, diesel-fired OCGT | WHI | Hawke's Bay | 155 | 11000 | 13.6641 | 27.0926 | 3.1333 | [5 empty] | 0
Constraint | Castle Hill wind farm | Fully consented | PELE | Wind | Wind | MST | Wellington | 300 | 3600 | 0 | 48.0835 | 0 | 1979.752 | 66.6914 | 660.617 |  |  | 0
Constraint | Generic wind #13 | Generic | PELE | Wind | Wind | WDV | Manawatū-Whanganui | 100 | 3600 | 0 | 50.0978 | 0 | 2340.6904 | 36.5515 | 270.6205 |  |  | 0
Constraint | Hapuakohe Wind Farm | Early stages | PELE | Wind | Wind | OHW | Waikato | 230 | 3600 | 0 | 49.9447 | 0 | 2354.5924 | 82.5501 | 624.1063 | 2028 |  | 2028
Constraint | Harapaki wind farm | Under construction | PELE | Wind | Wind | RDF | Hawke's Bay | 176 | 3600 | 0 | 41.2397 | 0 | 2479.8182 | 21.5183 | 457.9663 |  | 2024 | 2024
Constraint | Project Huriwaka | Applied for consent | PELE | Wind | Wind | TNG | Manawatū-Whanganui | 250 | 3600 | 0 | 49.4735 | 0 | 2542.633 | 42.4294 | 678.0877 | 2027 |  | 2027
Constraint | Jericho Wind Farm | Announced | PELE | Wind | Wind | NMA | Southland | 35 | 3600 | 0 | 49.4735 | 0 | 2290.079 | 17.6691 | 97.8219 | 2026 |  | 2026
Constraint | Kaihiku wind farm | Early stages | PELE | Wind | Wind | KHK | Otago | 300 | 3600 | 0 | 49.4735 | 0 | 3150 | 42 | 987 | 2028 |  | 2028
Constraint | Kaimai wind farm | Early stages | PELE | Wind | Wind | HAM | Waikato | 100 | 3600 | 0 | 48.5312 | 0 | 2407.9001 | 18.4112 | 259.2012 |  | 2025 | 2025
Constraint | Kaiwaikawe | Fully consented | PELE | Wind | Wind | MPE | Northland | 73 | 3600 | 0 | 47.0823 | 0 | 2154.359 | 6.9381 | 164.2063 | 2024 |  | 2024
Constraint | Kaiwera Downs wind (Stage 1) | Current | PELE | Wind | Wind | GOR | Southland | 43 | 3600 | 0 | 48.0129 | 0 | [5 empty] | 0
Constraint | Kaiwera Downs wind (Stage 2) | Fully consented | PELE | Wind | Wind | GOR | Southland | 155 | 3600 | 0 | 48.0129 | 0 | 1891.4639 | 0 | 293.1769 |  |  | 0
Constraint | Mahinerangi 1 | Current | PELE | Wind | Wind | HWB | Otago | 36 | 3600 | 0 | 49.4735 | 0 | [5 empty] | 0
Constraint | Mahinerangi (Stage 2) | Fully consented | PELE | Wind | Wind | HWB | Otago | 138 | 3600 | 0 | 48.6136 | 0 | 2162.9737 | 47.3532 | 345.8436 |  |  | 0
Constraint | Manawatū Wind (Meridian) | Announced | PELE | Wind | Wind | LTN | Manawatū-Whanganui | 200 | 3600 | 0 | 49.4735 | 0 | 2294.6347 | 57.9547 | 516.8816 |  |  | 0
Constraint | Mill Creek | Current | PELE | Wind | Wind | WIL | Wellington | 60 | 3600 | 0 | 49.4735 | 0 | [5 empty] | 0
Constraint | Mount Cass wind farm | Fully consented | PELE | Wind | Wind | WPR | Canterbury | 94.6 | 3600 | 0 | 47.2708 | 0 | 2217.9356 | 16.0084 | 225.8251 | 2025 |  | 2025
Constraint | Mt Munro wind farm | Applied for consent | PELE | Wind | Wind | MGM | Manawatū-Whanganui | 60 | 3600 | 0 | 49.8269 | 0 | 2189.9199 | 25.8911 | 157.2863 | 2025 |  | 2025
Constraint | Ototoka Wind Farm | Announced | PELE | Wind | Wind | BRK | Manawatū-Whanganui | 150 | 3600 | 0 | 49.2379 | 0 | 2294.3337 | 57.9547 | 402.1047 | 2029 |  | 2029
Constraint | Pahiatua Wind Farm | Announced | PELE | Wind | Wind | MGM | Manawatū-Whanganui | 50 | 3600 | 0 | 49.4853 | 0 | 2301.396 | 37.9532 | 153.023 |  |  | 0
Constraint | Project Hurunui Wind Farm | Generic | PELE | Wind | Wind | WPR | Canterbury | 76 | 3600 | 0 | 52.9013 | 0 | 2330.202 | 46.2836 | 223.379 |  |  | 0
Constraint | Puketoi wind farm | Fully consented | PELE | Wind | Wind | BPE | Manawatū-Whanganui | 228 | 3600 | 0 | 51.4171 | 0 | 2051.7918 | 147.5606 | 615.3691 |  |  | 0
Constraint | Southland Wind Farm | Applied for consent | PELE | Wind | Wind | GOR | Southland | 300 | 3600 | 0 | 49.4735 | 0 | 3052.2766 | 47.0234 | 962.7064 |  |  | 0
Constraint | Tararua Stage 1 & 2 | Current | PELE | Wind | Wind | LTN | Manawatū-Whanganui | 68 | 3600 | 0 | 49.4735 | 0 | [5 empty] | 0
Constraint | Tararua Stage 3 | Current | PELE | Wind | Wind | WDV | Manawatū-Whanganui | 93 | 3600 | 0 | 49.4735 | 0 | [5 empty] | 0
Constraint | Taranaki Wind (Meridian) | Announced | PELE | Wind | Wind | OPK | Taranaki | 300 | 3600 | 0 | 48.1424 | 0 | 2294.6347 | 57.9547 | 746.3451 |  |  | 0
Constraint | Taumatatotara (Stage 1) | Fully consented | PELE | Wind | Wind | HTI | Waikato | 40 | 3600 | 0 | 49.4735 | 0 | 2503.1237 | 20.9084 | 121.0334 | 2025 |  | 2025
Constraint | Te Āpiti | Current | PELE | Wind | Wind | WDV | Manawatū-Whanganui | 90.75 | 3600 | 0 | 49.4735 | 0 | [5 empty] | 0
Constraint | Te Rere Hau | Current | PELE | Wind | Wind | LTN | Manawatū-Whanganui | 45.5 | 3600 | 0 | 49.4735 | 0 | [5 empty] | 0
Constraint | Te Rere Hau (Expansion) | Applied for consent | PELE | Wind | Wind | LTN | Manawatū-Whanganui | 38 | 3600 | 0 | 49.4735 | 0 | 2747.8003 | 0 | 104.4164 | 2024 |  | 2024
Constraint | Te Rere Hau (Repower) | Fully consented | PELE | Wind | Wind | LTN | Manawatū-Whanganui | 124.5 | 3600 | 0 | 49.4735 | 0 | 4938 | 23.05 | 637.831 | 2024 |  | 2024
Constraint | Te Uku | Current | PELE | Wind | Wind | HAM | Waikato | 64.4 | 3600 | 0 | 49.4735 | 0 | [5 empty] | 0
Constraint | Turitea North | Current | PELE | Wind | Wind | LTN | Manawatū-Whanganui | 118.8 | 3600 | 0 | 54.1617 | 0 | [5 empty] | 0
Constraint | Turitea South | Current | PELE | Wind | Wind | LTN | Manawatū-Whanganui | 102.6 | 3600 | 0 | 54.1617 | 0 | [5 empty] | 0
Constraint | Waipipi | Current | PELE | Wind | Wind | WVY | Taranaki | 133 | 3600 | 0 | 49.4735 | 0 | [5 empty] | 0
Constraint | Waiuku Wind Farm | Applied for consent | PELE | Wind | Wind | SWN | Auckland | 85 | 3600 | 0 | 49.4735 | 0 | 4437.1258 | 4.2347 | 381.3904 | 2027 |  | 2027
Constraint | West Wind | Current | PELE | Wind | Wind | WIL | Wellington | 142.6 | 3600 | 0 | 49.4735 | 0 | [5 empty] | 0
Constraint | White Hill | Current | PELE | Wind | Wind | TWI | Southland | 58 | 3600 | 0 | 49.4735 | 0 | [5 empty] | 0
Constraint | Generic Wind #18 | Generic | PELE | Wind | Wind | MDN | Northland | 300 | 3600 | 0 | 50.3098 | 0 | 2238.5977 | 161.4485 | 833.0278 |  |  | 0
Constraint | Generic Wind #20 | Generic | PELE | Wind | Wind | HLY | Waikato | 200 | 3600 | 0 | 48.9434 | 0 | 2329.2372 | 74.222 | 540.0695 |  |  | 0
Constraint | Generic Wind #21 | Generic | PELE | Wind | Wind | BLN | Marlborough | 50 | 3600 | 0 | 48.7903 | 0 | 2224.4647 | 11.5085 | 122.7317 |  |  | 0
Constraint | Generic Wind #24 | Generic | PELE | Wind | Wind | WRK | Waikato | 300 | 3600 | 0 | 45.657 | 0 | 2218.4867 | 25.9854 | 691.5314 |  |  | 0
Constraint | Generic Wind #26 | Generic | PELE | Wind | Wind | GLN | Auckland | 100 | 3600 | 0 | 51.7116 | 0 | 2290.784 | 56.3645 | 285.4429 |  |  | 0
Constraint | Generic Wind #27 | Generic | PELE | Wind | Wind | TWC | Manawatū-Whanganui | 150 | 3600 | 0 | 47.8126 | 0 | 2212.1623 | 34.0189 | 365.8433 |  |  | 0
Constraint | Generic Wind #32 | Generic | PELE | Wind | Wind | TUI | Hawke's Bay | 50 | 3600 | 0 | 47.1883 | 0 | 2284.4266 | 3.4514 | 117.6727 |  |  | 0
Constraint | Generic Wind #37 | Generic | PELE | Wind | Wind | KOE | Northland | 75 | 3600 | 0 | 51.0284 | 0 | 2373.4171 | 36.5515 | 214.5578 |  |  | 0
Constraint | Generic Wind #43 | Generic | PELE | Wind | Wind | TWI | Southland | 150 | 3600 | 0 | 48.0835 | 0 | 2360.1252 | 25.9854 | 380.0041 |  |  | 0
Constraint | Generic Wind #47 | Generic | PELE | Wind | Wind | ROX | Otago | 300 | 3600 | 0 | 46.7407 | 0 | 2265.9689 | 56.3762 | 736.1669 |  |  | 0
Constraint | Generic Wind #48 | Generic | PELE | Wind | Wind | TWC | Manawatū-Whanganui | 150 | 3600 | 0 | 46.5522 | 0 | 2309.5344 | 18.4112 | 364.8414 |  |  | 0
Constraint | Generic Wind #49 | Generic | PELE | Wind | Wind | TWI | Southland | 100 | 3600 | 0 | 50.357 | 0 | 2265.8741 | 37.4585 | 264.0459 |  |  | 0
Constraint | Generic Wind #51 | Generic | PELE | Wind | Wind | BLN | Marlborough | 75 | 3600 | 0 | 50.2156 | 0 | 2303.5234 | 34.3134 | 207.0777 |  |  | 0
Constraint | Generic Wind #52 | Generic | PELE | Wind | Wind | TWI | Southland | 50 | 3600 | 0 | 52.6068 | 0 | 2374.1592 | 25.42 | 144.1279 |  |  | 0
Constraint | Generic Wind #55 | Generic | PELE | Wind | Wind | TKU | Waikato | 150 | 3600 | 0 | 46.7171 | 0 | 2402.5735 | 24.5247 | 384.9107 |  |  | 0
Constraint | Generic Wind #61 | Generic | PELE | Wind | Wind | WRK | Waikato | 10 | 3600 | 0 | 58.4141 | 0 | 2675.3662 | 8.7639 | 35.5175 |  |  | 0
Constraint | Generic Wind #62 | Generic | PELE | Wind | Wind | WPT | West Coast | 75 | 3600 | 0 | 47.5417 | 0 | 2315.0384 | 27.6109 | 201.2388 |  |  | 0
Constraint | Generic Wind #69 | Generic | PELE | Wind | Wind | WPR | Canterbury | 100 | 3600 | 0 | 53.5492 | 0 | 2411.2272 | 71.5245 | 312.6473 |  |  | 0
Constraint | Generic Wind #70 | Generic | PELE | Wind | Wind | TUI | Hawke's Bay | 150 | 3600 | 0 | 56.765 | 0 | 2439.019 | 188.9888 | 554.8416 |  |  | 0
Constraint | Generic Wind #71 | Generic | PELE | Wind | Wind | TKU | Waikato | 125 | 3600 | 0 | 52.7011 | 0 | 2499.4014 | 81.5017 | 393.9269 |  |  | 0
Constraint | Generic Wind #72 | Generic | PELE | Wind | Wind | WVY | Taranaki | 100 | 3600 | 0 | 49.8269 | 0 | 2253.9881 | 29.2954 | 254.6942 |  |  | 0
Constraint | Generic Wind #74 | Generic | PELE | Wind | Wind | WVY | Taranaki | 200 | 3600 | 0 | 48.0011 | 0 | 2458.1405 | 45.6334 | 537.2615 |  |  | 0
Constraint | Generic Wind #75 | Generic | PELE | Wind | Wind | MDN | Northland | 100 | 3600 | 0 | 48.8845 | 0 | 2468.1465 | 19.6716 | 266.4863 |  |  | 0
Constraint | Generic Wind #79 | Generic | PELE | Wind | Wind | GLN | Auckland | 150 | 3600 | 0 | 49.5442 | 0 | 2434.5086 | 59.8865 | 425.0628 |  |  | 0
Constraint | Generic Wind #82 | Generic | PELE | Wind | Wind | TWC | Manawatū-Whanganui | 300 | 3600 | 0 | 45.7041 | 0 | 2260.902 | 31.828 | 710.0985 |  |  | 0
Environmental | Generic OCGT peaker: 1 (Huntly) | Generic | PELE | GasPkr | Peaker, gas-fired OCGT | HLY | Waikato | 100 | 11750 | 13.4285 | 5.4185 | 2.6504 | 1213.0016 | 13.1929 | 134.4931 | 2025 |  | 2025
Environmental | Generic OCGT peaker: 2 (Stratford) | Generic | PELE | GasPkr | Peaker, gas-fired OCGT | SFD | Taranaki | 100 | 11750 | 13.4285 | 5.4185 | 2.6504 | 1213.0016 | 13.1929 | 134.4931 | 2025 |  | 2025
Environmental | Generic OCGT peaker: 3 (Otahuhu) | Generic | PELE | GasPkr | Peaker, gas-fired OCGT | OTA | Auckland | 100 | 11750 | 13.4285 | 5.4185 | 2.6504 | 1213.0016 | 13.1929 | 134.4931 | 2025 |  | 2025
Environmental | Generic OCGT peaker: 4 (Southdown) | Generic | PELE | GasPkr | Peaker, gas-fired OCGT | SWN | Auckland | 100 | 11750 | 13.4285 | 5.4185 | 2.6504 | 1213.0016 | 13.1929 | 134.4931 | 2025 |  | 2025
Environmental | Generic OCGT peaker: 5 (Marsden) | Generic | PELE | GasPkr | Peaker, gas-fired OCGT | MDN | Northland | 100 | 11750 | 13.4285 | 5.4185 | 2.6504 | 1213.0016 | 13.1929 | 134.4931 | 2030 |  | 2030
Environmental | Generic OCGT peaker: 6 (Huntly) | Generic | PELE | GasPkr | Peaker, gas-fired OCGT | HLY | Waikato | 100 | 11750 | 13.4285 | 5.4185 | 2.6504 | 1213.0016 | 13.1929 | 134.4931 | 2030 |  | 2030
Environmental | Generic OCGT peaker: 7 (Otahuhu) | Generic | PELE | GasPkr | Peaker, gas-fired OCGT | OTA | Auckland | 100 | 11750 | 13.4285 | 5.4185 | 2.6504 | 1213.0016 | 13.1929 | 134.4931 | 2035 |  | 2035
Environmental | Generic OCGT peaker: 8 (Huntly) | Generic | PELE | GasPkr | Peaker, gas-fired OCGT | HLY | Waikato | 100 | 11750 | 13.4285 | 5.4185 | 2.6504 | 1213.0016 | 13.1929 | 134.4931 | 2045 |  | 2045
Environmental | Generic Reciprocating Biogas: 1 (Halfway Bush) | Generic | PELE | BioRecip | Reciprocating Biogas engine | HWB | Otago | 10 | 11400 | 16.0123 | 21.1733 | 0 | 2485.689 | 0.66167 | 25.5186 | 2030 |  | 2030
Environmental | Generic Reciprocating Biogas: 2 (Christchurch) | Generic | PELE | BioRecip | Reciprocating Biogas engine | ISL | Canterbury | 10 | 11400 | 16.0123 | 21.1733 | 0 | 2485.689 | 0.66167 | 25.5186 | 2035 |  | 2035
Environmental | Te Ahi O Maui (KA22) | Current | PELE | Geo | Geothermal | KAW | Bay of Plenty | 25 | 12000 | 0 | 223.8087 | 0 | [5 empty] | 0
Environmental | Kawerau | Current | PELE | Geo | Geothermal | KAW | Bay of Plenty | 103 | 12000 | 0 | 223.8087 | 0 | [5 empty] | 0
Environmental | Mōkai | Current | PELE | Geo | Geothermal | WKM | Waikato | 113 | 12000 | 0 | 223.8087 | 0 | [5 empty] | 0
Environmental | Ngā Awa Pūrua | Current | PELE | Geo | Geothermal | WRK | Waikato | 140 | 12000 | 0 | 223.8087 | 0 | [5 empty] | 0
Environmental | Ngātamariki | Current | PELE | Geo | Geothermal | OKI | Waikato | 85 | 12000 | 0 | 123.6838 | 0 | [5 empty] | 0
Environmental | Ngātamariki expansion | Fully consented | PELE | Geo | Geothermal | WRK | Waikato | 46 | 12000 | 0 | 223.8087 | 0 | 4412.8824 | 17.5 | 220.4926 |  |  | 0
Environmental | Ngāwhā Stage 1 & 2 | Current | PELE | Geo | Geothermal | KOE | Northland | 28 | 12000 | 0 | 223.8087 | 0 | [5 empty] | 0
Environmental | Ngāwhā Stage 3 (OEC4) | Current | PELE | Geo | Geothermal | KOE | Northland | 32 | 12000 | 0 | 223.8087 | 0 | [5 empty] | 0
Environmental | Ngāwhā Stage 4 (OEC5) | Fully consented | PELE | Geo | Geothermal | KOE | Northland | 32 | 12000 | 0 | 223.8087 | 0 | 9190.2921 | 17.6691 | 311.7585 | 2026 |  | 2026
Environmental | Ōhaaki | Current | PELE | Geo | Geothermal | OKI | Waikato | 50 | 12000 | 0 | 223.8087 | 0 | [5 empty] | 0
Environmental | Poihipi Road | Current | PELE | Geo | Geothermal | PPI | Waikato | 50 | 12000 | 0 | 223.8087 | 0 | [5 empty] | 0
Environmental | Rotokawa | Current | PELE | Geo | Geothermal | WRK | Waikato | 34 | 12000 | 0 | 223.8087 | 0 | [5 empty] | 0
Environmental | Kawerau (TOPP1) | Current | PELE | Geo | Geothermal | KAW | Bay of Plenty | 21.5 | 12000 | 0 | 223.8087 | 0 | [5 empty] | 0
Environmental | Kawerau (TOPP2) | Under construction | PELE | Geo | Geothermal | KAW | Bay of Plenty | 49 | 12000 | 0 | 223.8087 | 0 | 6558.7729 | 17.6691 | 339.049 |  |  | 0
Environmental | Tāheke Geothermal Project | Applied for consent | PELE | Geo | Geothermal | KAW | Bay of Plenty | 35 | 12000 | 0 | 223.8087 | 0 | 7106.8179 | 17.6691 | 266.4077 | 2030 |  | 2030
Environmental | Tauhara Stage 1 | Under construction | PELE | Geo | Geothermal | WRK | Waikato | 152 | 12000 | 0 | 223.8087 | 0 | 5289.7333 | 25 | 829.0395 |  | 2024 | 2024
Environmental | Tauhara Stage 1 expansion | Fully consented | PELE | Geo | Geothermal | WRK | Waikato | 22 | 12000 | 0 | 223.8087 | 0 | 5272.36 | 0 | 115.9919 | 2026 |  | 2026
Environmental | Te Huka (Binary) | Current | PELE | Geo | Geothermal | WRK | Waikato | 28 | 12000 | 0 | 251.4327 | 0 | [5 empty] | 0
Environmental | Te Huka Unit 3 | Under construction | PELE | Geo | Geothermal | WRK | Waikato | 51.4 | 12000 | 0 | 251.4327 | 0 | 5966.3846 | 17.6644 | 324.3366 |  | 2024 | 2024
Environmental | Te Mihi | Current | PELE | Geo | Geothermal | WRK | Waikato | 166 | 12000 | 0 | 223.8087 | 0 | [5 empty] | 0
Environmental | Te Mihi (expansion) | Fully consented | PELE | Geo | Geothermal | WRK | Waikato | 180 | 12000 | 0 | 223.8087 | 0 | 5576.3705 | 29.4485 | 1033.1952 |  |  | 0
Environmental | Wairākei Binary | Current | PELE | Geo | Geothermal | WRK | Waikato | 14.4 | 12000 | 0 | 223.8087 | 0 | [5 empty] | 0
Environmental | Wairākei C & D | Fully consented | PELE | Geo | Geothermal | WRK | Waikato | 40 | 12000 | 0 | 223.8087 | 0 | 5889.7027 | 3.2982 | 238.8863 |  |  | 0
Environmental | Wairākei A & B | Current | PELE | Geo | Geothermal | WRK | Waikato | 117 | 12000 | 0 | 223.8087 | 0 | [5 empty] | 0
Environmental | Ātiamuri Geothermal | Generic | PELE | Geo | Geothermal | WKM | Waikato | 5 | 12000 | 0 | 223.8087 | 0 | 11328.9196 | 32.3934 | 89.038 | 2040 |  | 2040
Environmental | Mangakino generic geothermal | Generic | PELE | Geo | Geothermal | WKM | Waikato | 25 | 12000 | 0 | 223.8087 | 0 | 7106.8179 | 19.436 | 197.1065 | 2030 |  | 2030
Environmental | Mākai outflow | Generic | PELE | Geo | Geothermal | WKM | Waikato | 25 | 12000 | 0 | 223.8087 | 0 | 9049.6806 | 17.6691 | 243.9111 | 2030 |  | 2030
Environmental | Ngāwhā Expansion: Stage 5 | Generic | PELE | Geo | Geothermal | KOE | Northland | 25 | 12000 | 0 | 223.8087 | 0 | 9049.6806 | 17.6691 | 243.9111 |  |  | 0
Environmental | Ngāwhā Expansion: Stage 6 | Generic | PELE | Geo | Geothermal | KOE | Northland | 25 | 12000 | 0 | 223.8087 | 0 | 9049.6806 | 17.6691 | 243.9111 |  |  | 0
Environmental | Reporoa: Stage 1 | Generic | PELE | Geo | Geothermal | WRK | Waikato | 25 | 12000 | 0 | 223.8087 | 0 | 7106.8179 | 32.3934 | 210.0638 | 2030 |  | 2030
Environmental | Reporoa: Stage 2 | Generic | PELE | Geo | Geothermal | WRK | Waikato | 25 | 12000 | 0 | 223.8087 | 0 | 7106.8179 | 17.6691 | 195.3396 | 2040 |  | 2040
Environmental | Reporoa: Stage 3 | Generic | PELE | Geo | Geothermal | WRK | Waikato | 25 | 12000 | 0 | 223.8087 | 0 | 7106.8179 | 17.6691 | 195.3396 | 2050 |  | 2050
Environmental | Tāheke: Stage 2 | Generic | PELE | Geo | Geothermal | KAW | Bay of Plenty | 25 | 12000 | 0 | 223.8087 | 0 | 7106.8179 | 17.6691 | 195.3396 | 2040 |  | 2040
Environmental | Tāheke: Stage 3 | Generic | PELE | Geo | Geothermal | KAW | Bay of Plenty | 25 | 12000 | 0 | 223.8087 | 0 | 7106.8179 | 17.6691 | 195.3396 | 2050 |  | 2050
Environmental | Tauhara expansion: Stage 2 | Generic | PELE | Geo | Geothermal | WRK | Waikato | 76 | 12000 | 0 | 223.8087 | 0 | 5491.0521 | 23.5588 | 440.8788 |  |  | 0
Environmental | Tauhara expansion: Stage 3 | Generic | PELE | Geo | Geothermal | WRK | Waikato | 30 | 12000 | 0 | 223.8087 | 0 | 6922.3909 | 17.6691 | 225.3408 |  |  | 0
Environmental | Tikitere (Stage 1) | Generic | PELE | Geo | Geothermal | ROT | Bay of Plenty | 50 | 12000 | 0 | 223.8087 | 0 | 5826.2684 | 26.5037 | 317.8171 | 2030 |  | 2030
Environmental | Tokaanu Geothermal (Stage 2) | Generic | PELE | Geo | Geothermal | TKU | Waikato | 100 | 12000 | 0 | 223.8087 | 0 | 5937.6205 | 23.5588 | 617.3209 | 2040 |  | 2040
Environmental | Bay of Plenty hydro schemes | Current | PELE | HydSC | Hydro, schedulable | TGA | Bay of Plenty | 147.6 | 3600 | 0 | 110.1778 | 0 | [5 empty] | 0
Environmental | Bunnythorpe hydro scheme | Current | PELE | HydSC | Hydro, schedulable | TKU | Waikato | 360 | 3600 | 0 | 67.4683 | 0 | [5 empty] | 0
Environmental | Coleridge | Current | PELE | HydSC | Hydro, schedulable | COL | Canterbury | 39.5 | 3600 | 0 | 76.0552 | 0 | [5 empty] | 0
Environmental | Clyde and Roxburgh hydro scheme | Current | PELE | HydSC | Hydro, schedulable | ROX | Otago | 752 | 3600 | 0 | 57.5934 | 0 | [5 empty] | 0
Environmental | Bay of Plenty hydro scheme (embedded) | Current | PELE | HydSC | Hydro, schedulable | TGA | Bay of Plenty | 25.3 | 3600 | 0 | 153.1326 | 0 | [5 empty] | 0
Environmental | Christchurch hydro scheme (embedded) | Current | PELE | HydSC | Hydro, schedulable | CUL | Canterbury | 26.8 | 3600 | 0 | 153.1326 | 0 | [5 empty] | 0
Environmental | Manapōuri | Current | PELE | HydSC | Hydro, schedulable | MAN | Southland | 800 | 3600 | 0 | 35.3391 | 0 | [5 empty] | 0
Environmental | Waikaremoana hydro scheme | Current | PELE | HydSC | Hydro, schedulable | TUI | Hawke's Bay | 138 | 3600 | 0 | 75.585 | 0 | [5 empty] | 0
Environmental | Cobb | Current | PELE | HydSC | Hydro, schedulable | STK | Nelson | 32 | 3600 | 0 | 76.4641 | 0 | [5 empty] | 0
Environmental | Patea | Current | PELE | HydSC | Hydro, schedulable | NPL | Taranaki | 33 | 3600 | 0 | 76.4028 | 0 | [5 empty] | 0
Environmental | Waikato River hydro scheme | Current | PELE | HydSC | Hydro, schedulable | WKM | Waikato | 1095.5 | 3600 | 0 | 67.4581 | 0 | [5 empty] | 0
Environmental | Waipori power scheme | Current | PELE | HydSC | Hydro, schedulable | BWK | Otago | 87 | 3600 | 0 | 98.974 | 0 | [5 empty] | 0
Environmental | Mangahao | Current | PELE | HydSC | Hydro, schedulable | MHO | Manawatū-Whanganui | 39 | 3600 | 0 | 76.0859 | 0 | [5 empty] | 0
Environmental | Waitaki hydro scheme | Current | PELE | HydSC | Hydro, schedulable | WTK | Canterbury | 1743 | 3600 | 0 | 61.3757 | 0 | [5 empty] | 0
Environmental | Arnold Valley hydro | Consent lapsed | PELE | HydPK | Hydro, peaking | DOB | West Coast | 46 | 3600 | 0 | 75.7076 | 0 | 5258.4727 | 7.94 | 249.8297 |  |  | 0
Environmental | Bush Stream hydro plant | Generic | PELE | HydRR | Hydro, run of river | HOR | Canterbury | 30 | 3600 | 0 | 76.5663 | 0 | 5879.3774 | 9.528 | 185.9093 |  |  | 0
Environmental | Clarence hydro: Waiau Diversions | Generic | PELE | HydRR | Hydro, run of river | CUL | Canterbury | 70 | 3600 | 0 | 74.4196 | 0 | 5879.3774 | 9.528 | 421.0844 |  |  | 0
Environmental | Clarence hydro: 54 | Generic | PELE | HydRR | Hydro, run of river | CUL | Canterbury | 270 | 3600 | 0 | 63.7167 | 0 | 6506.173 | 18.659 | 1775.3257 |  |  | 0
Environmental | Clarence hydro: Conway | Generic | PELE | HydRR | Hydro, run of river | CUL | Canterbury | 300 | 3600 | 0 | 62.1117 | 0 | 6506.173 | 18.659 | 1970.5108 |  |  | 0
Environmental | Clutha River - Beaumont Expansion | Potential | PELE | HydRR | Hydro, run of river | ROX | Otago | 185 | 3600 | 0 | 68.2657 | 0 | 6506.173 | 18.659 | 1222.301 |  |  | 0
Environmental | Clutha River - Luggate expansion | Potential | PELE | HydRR | Hydro, run of river | ROX | Otago | 80 | 3600 | 0 | 73.5711 | 0 | 5879.3774 | 9.528 | 479.8782 |  |  | 0
Environmental | Clutha River - Queensberry expansion | Potential | PELE | HydRR | Hydro, run of river | ROX | Otago | 110 | 3600 | 0 | 69.6048 | 0 | 6506.173 | 18.659 | 734.338 |  |  | 0
Environmental | Clutha River - Tuapeka expansion | Potential | PELE | HydRR | Hydro, run of river | ROX | Otago | 350 | 3600 | 0 | 59.4334 | 0 | 5348.7429 | 28.4516 | 1900.5116 |  |  | 0
Environmental | Hāwea Gates hydro plant | Consent lapsed | PELE | HydPK | Hydro, peaking | CML | Otago | 17 | 3600 | 0 | 153.1326 | 0 | 2957.2017 | 17.2033 | 67.4757 |  |  | 0
Environmental | Lake Pūkaki hydro plant | Consent lapsed | PELE | HydPK | Hydro, peaking | TWZ | Canterbury | 35 | 3600 | 0 | 76.3005 | 0 | 4044.0968 | 5.161 | 146.7044 |  |  | 0
Environmental | Mātakitaki River generic hydro plant | Generic | PELE | HydRR | Hydro, run of river | IGH | West Coast | 40 | 3600 | 0 | 76.0347 | 0 | 5879.3774 | 9.528 | 244.7031 |  |  | 0
Environmental | Ngākawau hydro scheme | Fully consented | PELE | HydRR | Hydro, run of river | WMG | West Coast | 24 | 3600 | 0 | 153.1326 | 0 | 4992.9245 | 7.94 | 127.7702 |  |  | 0
Environmental | Potts River hydro | Generic | PELE | HydRR | Hydro, run of river | HOR | Canterbury | 35 | 3600 | 0 | 76.3005 | 0 | 5879.3774 | 9.528 | 215.3062 |  |  | 0
Environmental | Rakaia River dam | Potential | PELE | HydRR | Hydro, run of river | ASB | Canterbury | 3 | 3600 | 0 | 153.1326 | 0 | 6230.8025 | 8.4799 | 27.1723 |  |  | 0
Environmental | Taramakau | Generic | PELE | HydRR | Hydro, run of river | IGH | West Coast | 50 | 3600 | 0 | 75.493 | 0 | 5879.3774 | 9.528 | 303.4968 |  |  | 0
Environmental | Wairau Hydro Expansion | Potential | PELE | HydRR | Hydro, run of river | BLN | Marlborough | 72 | 3600 | 0 | 74.3174 | 0 | 5279.2447 | 13.8817 | 393.9874 |  |  | 0
Environmental | Whitcombe River | Generic | PELE | HydRR | Hydro, run of river | IGH | West Coast | 30 | 3600 | 0 | 76.5663 | 0 | 5879.3774 | 9.528 | 185.9093 |  |  | 0
Environmental | Argyle Solar Farm - Northern Area | Applied for consent | PELE | Solar | Solar | ARG | Marlborough | 37 | 3600 | 0 | 23.5588 | 0 | 2033.4024 | 17.28 | 92.5159 |  |  | 0
Environmental | Argyle solar farm | Fully consented | PELE | Solar | Solar | ARG | Marlborough | 28 | 3600 | 0 | 20.4449 | 0 | 2099.993 | 17.28 | 76.0798 | 2026 |  | 2026
Environmental | Brookside solar farm | Fully consented | PELE | Solar | Solar | ISL | Canterbury | 50 | 3600 | 0 | 23.5588 | 0 | 1110.7865 | 23.05 | 78.5893 |  |  | 0
Environmental | Dannevirke Solar Farm | Early stages | PELE | Solar | Solar | DVK | Manawatū-Whanganui | 65 | 3600 | 0 | 23.5588 | 0 | 1177.4508 | 23.62 | 100.1543 |  |  | 0
Environmental | Edgecumbe solar (Helios) | Fully consented | PELE | Solar | Solar | EDG | Bay of Plenty | 115 | 3600 | 0 | 23.5588 | 0 | 1143.0897 | 25.5562 | 157.0115 | 2025 |  | 2025
Environmental | Edgecumbe solar farm (FNSF) | Fully consented | PELE | Solar | Solar | EDG | Bay of Plenty | 38 | 3600 | 0 | 23.5588 | 0 | 1158.6009 | 19.01 | 63.0368 |  |  | 0
Environmental | Greytown Solar Farm (FNSF) | Applied for consent | PELE | Solar | Solar | GYT | Wellington | 175 | 3600 | 0 | 23.5588 | 0 | 1020.0426 | 28.84 | 207.3475 |  |  | 0
Environmental | Marton solar farm | Fully consented | PELE | Solar | Solar | MTN | Manawatū-Whanganui | 41 | 3600 | 0 | 23.5588 | 0 | 1150.5857 | 17.86 | 65.034 |  |  | 0
Environmental | Ohau A solar plant | Announced | PELE | Solar | Solar | OHA | Canterbury | 278 | 3600 | 0 | 23.5588 | 0 | 909.7045 | 29.38 | 282.2779 |  |  | 0
Environmental | Tasman District solar farm | Announced | PELE | Solar | Solar | STK | Nelson | 130 | 3600 | 0 | 23.5588 | 0 | 988.0765 | 31.69 | 160.1399 |  |  | 0
Environmental | Waitara solar farm | Applied for consent | PELE | Solar | Solar | MNI | Taranaki | 72 | 3600 | 0 | 23.5588 | 0 | 1060.9401 | 24.77 | 101.1577 |  |  | 0
Environmental | Foxton solar farm | Under construction | PELE | Solar | Solar | BPE | Manawatū-Whanganui | 42 | 3600 | 0 | 23.5588 | 0 | 1249.2318 | 17.6644 | 70.1322 | 2025 |  | 2025
Environmental | Glorit solar farm | Early stages | PELE | Solar | Solar | WEL | Northland | 160 | 3600 | 0 | 23.5588 | 0 | 1057.3955 | 30.6265 | 199.8098 |  |  | 0
Environmental | Greytown solar farm | Early stages | PELE | Solar | Solar | GYT | Wellington | 100 | 3600 | 0 | 23.5588 | 0 | 1126.9427 | 26.5784 | 139.2727 |  |  | 0
Environmental | Helensville solar farm | Applied for consent | PELE | Solar | Solar | HPI | Auckland | 53 | 3600 | 0 | 23.5588 | 0 | 1204.9703 | 17.6644 | 81.5279 |  |  | 0
Environmental | Hawke's Bay Airport solar farm | Announced | PELE | Solar | Solar | RDF | Hawke's Bay | 40 | 3600 | 0 | 23.5588 | 0 | 1363.8573 | 20.4449 | 74.9992 | 2025 |  | 2025
Environmental | Kaipara solar farm | Announced | PELE | Solar | Solar | HPI | Auckland | 70 | 3600 | 0 | 23.5588 | 0 | 1153.1829 | 34.57 | 115.2928 | 2026 |  | 2026
Environmental | Karioi solar farm | Announced | PELE | Solar | Solar | TNG | Manawatū-Whanganui | 100 | 3600 | 0 | 23.5588 | 0 | 1145.4578 | 26.5069 | 141.0526 | 2026 |  | 2026
Environmental | Kōwhai Park solar farm | Early stages | PELE | Solar | Solar | ISL | Canterbury | 150 | 3600 | 0 | 23.5588 | 0 | 1002.0778 | 32.9777 | 183.2894 | 2025 |  | 2025
Environmental | Lauriston solar farm | Under construction | PELE | Solar | Solar | ASB | Canterbury | 63 | 3600 | 0 | 23.5588 | 0 | 1530.9209 | 34.57 | 131.018 |  | 2024 | 2024
Environmental | Clandeboye solar farm | Fully consented | PELE | Solar | Solar | TMK | Canterbury | 27 | 3600 | 0 | 23.5588 | 0 | 1238.973 | 17.28 | 50.7323 | 2026 |  | 2026
Environmental | Lodestone Dargaville | Fully consented | PELE | Solar | Solar | MPE | Northland | 69 | 3600 | 0 | 23.5588 | 0 | 999.9355 | 14.3115 | 83.307 | 2025 |  | 2025
Environmental | Dunsandel solar farm | Fully consented | PELE | Solar | Solar | NOR | Canterbury | 60 | 3600 | 0 | 23.5588 | 0 | 1130.3304 | 23.05 | 90.8698 | 2026 |  | 2026
Environmental | Lodestone Kohira solar farm | Current | PELE | Solar | Solar | KTA | Northland | 32 | 3600 | 0 | 23.5588 | 0 | [5 empty] | 0
Environmental | Mt Somers solar farm | Fully consented | PELE | Solar | Solar | ASB | Canterbury | 27 | 3600 | 0 | 23.5588 | 0 | 1238.973 | 17.28 | 50.7323 | 2026 |  | 2026
Environmental | Lodestone Rangitaiki solar farm | Current | PELE | Solar | Solar | EDG | Bay of Plenty | 32 | 3600 | 0 | 23.5588 | 0 |  |  |  |  | 2024 | 2024
Environmental | Lodestone Te Herenga o Te Rā solar farm | Under construction | PELE | Solar | Solar | WAI | Bay of Plenty | 30 | 3600 | 0 | 23.5588 | 0 | 1214.3078 | 18.44 | 54.8692 |  |  | 0
Environmental | Lodestone Whitianga | Fully consented | PELE | Solar | Solar | KPU | Auckland | 31 | 3600 | 0 | 23.5588 | 0 | 1002.7356 | 14.3115 | 45.3963 | 2025 |  | 2025
Environmental | Mangamaire solar farm | Fully consented | PELE | Solar | Solar | LTN | Manawatū-Whanganui | 50 | 3600 | 0 | 23.5588 | 0 | 1237.7902 | 17.6644 | 79.5539 |  |  | 0
Environmental | Maniototo solar farm | Announced | PELE | Solar | Solar | NSY | Otago | 300 | 3600 | 0 | 20.4449 | 0 | 964.1525 | 38.2832 | 327.5289 |  |  | 0
Environmental | Maranga Rā solar farm | Fully consented | PELE | Solar | Solar | MDN | Northland | 26.7 | 3600 | 0 | 23.5588 | 0 | 1268.0754 | 17.8893 | 51.7469 |  |  | 0
Environmental | Marton Solar Farm (Harmony) | Applied for consent | PELE | Solar | Solar | MTN | Manawatū-Whanganui | 73 | 3600 | 0 | 23.5588 | 0 | 1130.54 | 23.33 | 105.8594 |  |  | 0
Environmental | Marton Solar Farm (Energy Farms Ltd) | Applied for consent | PELE | Solar | Solar | MTN | Manawatū-Whanganui | 95 | 3600 | 0 | 23.5588 | 0 | 1061.6919 | 25.35 | 126.2107 |  |  | 0
Environmental | Masterton Solar Farm (NZ Clearn Energy) | Early stages | PELE | Solar | Solar | MST | Wellington | 100 | 3600 | 0 | 23.5588 | 0 | 1079.8206 | 30.82 | 138.8021 |  |  | 0
Environmental | Maungaturoto solar farm | Announced | PELE | Solar | Solar | MTO | Northland | 20 | 3600 | 0 | 23.5588 | 0 | 1596.9943 | 18.44 | 50.3799 |  |  | 0
Environmental | Moroa Road solar farm | Applied for consent | PELE | Solar | Solar | GYT | Wellington | 175 | 3600 | 0 | 23.5588 | 0 | 1044.5008 | 28.8376 | 211.6252 |  |  | 0
Environmental | Naseby solar farm | Fully consented | PELE | Solar | Solar | NSY | Otago | 59 | 3600 | 0 | 23.5588 | 0 | 1396.5253 | 21.038 | 103.433 |  |  | 0
Environmental | Ongaonga solar farm (Sky Solar) | Fully consented | PELE | Solar | Solar | WPW | Hawke's Bay | 70 | 3600 | 0 | 23.5588 | 0 | 1409.8412 | 36.6457 | 135.3346 |  | 2024 | 2024
Environmental | Ongaonga solar (Helios) | Announced | PELE | Solar | Solar | WPW | Hawke's Bay | 100 | 3600 | 0 | 23.5588 | 0 | 931.6333 | 24.6157 | 117.779 |  |  | 0
Environmental | Ōpunake solar farm (Harmony Energy) | Applied for consent | PELE | Solar | Solar | OPK | Taranaki | 75 | 3600 | 0 | 23.5588 | 0 | 1143.9117 | 23.33 | 109.1234 |  |  | 0
Environmental | Ōpunake solar farm (Energy Farms Ltd) | Applied for consent | PELE | Solar | Solar | OPK | Taranaki | 80 | 3600 | 0 | 23.5588 | 0 | 720.26 | 20 | 77.6208 |  |  | 0
Environmental | Palmerston North solar farm | Announced | PELE | Solar | Solar | BPE | Manawatū-Whanganui | 28 | 3600 | 0 | 23.5588 | 0 | 1297.1682 | 20.6187 | 56.9394 | 2024 |  | 2024
Environmental | Pukenui solar farm | Under construction | PELE | Solar | Solar | KTA | Northland | 22 | 3600 | 0 | 23.5588 | 0 | 1228.337 | 17.28 | 44.3034 |  |  | 0
Environmental | Rangiriri solar farm | Fully consented | PELE | Solar | Solar | MER | Waikato | 130 | 3600 | 0 | 23.5588 | 0 | 1146.2511 | 31.2194 | 180.2321 |  |  | 0
Environmental | Rangitāiki solar (Stage 1) | Fully consented | PELE | Solar | Solar | RNG | Bay of Plenty | 150 | 3600 | 0 | 23.5588 | 0 | 1073.5409 | 28.81 | 189.8411 |  | 2024 | 2024
Environmental | Rangitāiki solar (Stage 2) | Fully consented | PELE | Solar | Solar | RNG | Bay of Plenty | 150 | 3600 | 0 | 23.5588 | 0 | 1064.3209 | 0 | 159.6481 |  | 2026 | 2026
Environmental | Rangitāiki solar (Stage 3) | Fully consented | PELE | Solar | Solar | RNG | Bay of Plenty | 100 | 3600 | 0 | 23.5588 | 0 | 1115.6148 | 0 | 111.5615 |  | 2027 | 2027
Environmental | Ruakākā solar farm | Applied for consent | PELE | Solar | Solar | BRB | Northland | 120 | 3600 | 0 | 23.5588 | 0 | 1024.8849 | 23.849 | 146.8352 | 2024 |  | 2024
Environmental | Skinner Road solar farm | Announced | PELE | Solar | Solar | SFD | Taranaki | 32 | 3600 | 0 | 20.4449 | 0 | 1182.2914 | 17.28 | 55.1133 |  |  | 0
Environmental | Swannanoa solar farm | Announced | PELE | Solar | Solar | ISL | Canterbury | 130 | 3600 | 0 | 23.5588 | 0 | 1170.9715 | 41.2272 | 193.4535 | 2026 |  | 2026
Environmental | Taranaki solar farm (Meridian) | Announced | PELE | Solar | Solar | HUI | Taranaki | 150 | 3600 | 0 | 23.5588 | 0 | 1138.7517 | 32.4563 | 203.2691 |  |  | 0
Environmental | Tauhei solar farm | Fully consented | PELE | Solar | Solar | WHU | Waikato | 147 | 3600 | 0 | 23.5588 | 0 | 1091.5866 | 34.1635 | 194.6267 |  |  | 0
Environmental | The Point solar farm | Applied for consent | PELE | Solar | Solar | OHC | Canterbury | 420 | 3600 | 0 | 20.4449 | 0 | 871.4491 | 28.81 | 394.8186 |  |  | 0
Environmental | Three Streams solar farm | Applied for consent | PELE | Solar | Solar | SFD | Taranaki | 32 | 3600 | 0 | 20.4449 | 0 | 1183.691 | 17.28 | 55.1581 |  |  | 0
Environmental | Tikokino solar farm | Announced | PELE | Solar | Solar | WPW | Hawke's Bay | 43 | 3600 | 0 | 20.4449 | 0 | 1128.7612 | 17.28 | 65.8167 |  |  | 0
Environmental | Twin Rivers solar farm | Fully consented | PELE | Solar | Solar | KTA | Northland | 24 | 3600 | 0 | 20.4449 | 0 | 1249.2083 | 24.2 | 54.181 |  | 2024 | 2024
Environmental | Warenga solar farm | Fully consented | PELE | Solar | Solar | HLY | Waikato | 180 | 3600 | 0 | 23.5588 | 0 | 1108.171 | 43.5886 | 243.0594 |  |  | 0
Environmental | Waiotahe solar farm | Fully consented | PELE | Solar | Solar | WAI | Bay of Plenty | 81 | 3600 | 0 | 23.5588 | 0 | 1077.7704 | 23.62 | 110.9194 |  |  | 0
Environmental | Waipara solar farm | Announced | PELE | Solar | Solar | WPR | Canterbury | 144 | 3600 | 0 | 23.5588 | 0 | 993.4842 | 29.96 | 173.0217 |  |  | 0
Environmental | Wairarapa solar farm | Announced | PELE | Solar | Solar | MST | Wellington | 133 | 3600 | 0 | 23.5588 | 0 | 1090.0568 | 31.2194 | 176.197 |  |  | 0
Environmental | Waiterimu solar farm | Fully consented | PELE | Solar | Solar | WAT | Waikato | 140 | 3600 | 0 | 23.5588 | 0 | 1166.6364 | 29.4509 | 192.78 |  |  | 0
Environmental | Wellsford solar farm | Fully consented | PELE | Solar | Solar | WEL | Northland | 76 | 3600 | 0 | 23.5588 | 0 | 1136.7613 | 24.77 | 111.1639 |  |  | 0
Environmental | Generic solar (101-200MW): 10 | Generic | PELE | Solar | Solar | BLN | Marlborough | 140 | 3600 | 0 | 23.5588 | 0 | 1206.6742 | 42.97 | 211.9044 | 2020 |  | 2020
Environmental | Generic solar (200MW+): 12 | Generic | PELE | Solar | Solar | TWH | Waikato | 200 | 3600 | 0 | 23.5588 | 0 | 1159.1671 | 39.69 | 271.5234 | 2020 |  | 2020
Environmental | Generic solar (200MW+): 13 | Generic | PELE | Solar | Solar | ASB | Canterbury | 200 | 3600 | 0 | 23.5588 | 0 | 1160.3626 | 44.28 | 276.3525 | 2020 |  | 2020
Environmental | Generic solar (200MW+): 14 | Generic | PELE | Solar | Solar | GLN | Auckland | 200 | 3600 | 0 | 23.5588 | 0 | 1166.9431 | 32.39 | 265.7786 | 2025 |  | 2025
Environmental | Generic solar (200MW+): 15 | Generic | PELE | Solar | Solar | WTU | Hawke's Bay | 200 | 3600 | 0 | 23.5588 | 0 | 1163.8618 | 33.83 | 266.6024 | 2025 |  | 2025
Environmental | Generic solar (200MW+): 16 | Generic | PELE | Solar | Solar | RDF | Hawke's Bay | 200 | 3600 | 0 | 23.5588 | 0 | 1162.9676 | 33.45 | 266.0435 | 2025 |  | 2025
Environmental | Generic solar (200MW+): 17 | Generic | PELE | Solar | Solar | ISL | Canterbury | 200 | 3600 | 0 | 23.5588 | 0 | 1183.4573 | 61.03 | 297.7215 | 2025 |  | 2025
Environmental | Generic solar (200MW+): 18 | Generic | PELE | Solar | Solar | ISL | Canterbury | 200 | 3600 | 0 | 23.5588 | 0 | 1177.4018 | 62.58 | 298.0604 | 2025 |  | 2025
Environmental | Generic solar (200MW+): 19 | Generic | PELE | Solar | Solar | ISL | Canterbury | 200 | 3600 | 0 | 23.5588 | 0 | 1182.3104 | 61.21 | 297.6721 | 2025 |  | 2025
Environmental | Generic solar (200MW+): 2 | Generic | PELE | Solar | Solar | OHC | Canterbury | 200 | 3600 | 0 | 23.5588 | 0 | 1066.516 | 41.71 | 255.0132 | 2020 |  | 2020
Environmental | Generic solar (200MW+): 21 | Generic | PELE | Solar | Solar | SVL | Auckland | 200 | 3600 | 0 | 23.5588 | 0 | 1161.5679 | 47.69 | 280.0036 | 2025 |  | 2025
Environmental | Generic solar (101-200MW): 23 | Generic | PELE | Solar | Solar | LTN | Manawatū-Whanganui | 160 | 3600 | 0 | 23.5588 | 0 | 1189.654 | 41.71 | 232.0546 | 2025 |  | 2025
Environmental | Generic solar (200MW+): 25 | Generic | PELE | Solar | Solar | HLY | Waikato | 200 | 3600 | 0 | 23.5588 | 0 | 1156.0567 | 42.48 | 273.6913 | 2025 |  | 2025
Environmental | Generic solar (101-200MW): 26 | Generic | PELE | Solar | Solar | BPE | Manawatū-Whanganui | 160 | 3600 | 0 | 23.5588 | 0 | 1187.0685 | 41.62 | 231.551 | 2025 |  | 2025
Environmental | Generic solar (200MW+): 28 | Generic | PELE | Solar | Solar | BRY | Canterbury | 200 | 3600 | 0 | 23.5588 | 0 | 1176.0215 | 79.1 | 314.3043 | 2025 |  | 2025
Environmental | Generic solar (200MW+): 29 | Generic | PELE | Solar | Solar | HAM | Waikato | 200 | 3600 | 0 | 23.5588 | 0 | 1180.5608 | 53.83 | 289.9422 | 2025 |  | 2025
Environmental | Generic solar (200MW+): 3 | Generic | PELE | Solar | Solar | OHB | Canterbury | 200 | 3600 | 0 | 23.5588 | 0 | 1071.6579 | 41.92 | 256.2516 | 2020 |  | 2020
Environmental | Generic solar (101-200MW): 30 | Generic | PELE | Solar | Solar | HUI | Taranaki | 120 | 3600 | 0 | 23.5588 | 0 | 1228.6342 | 23.93 | 171.3661 | 2025 |  | 2025
Environmental | Generic solar (101-200MW): 31 | Generic | PELE | Solar | Solar | KPU | Auckland | 120 | 3600 | 0 | 23.5588 | 0 | 1222.9966 | 25.95 | 172.7096 | 2025 |  | 2025
Environmental | Generic solar (200MW+): 33 | Generic | PELE | Solar | Solar | HWB | Otago | 200 | 3600 | 0 | 23.5588 | 0 | 1126.5662 | 44.6 | 269.9132 | 2025 |  | 2025
Environmental | Generic solar (101-200MW): 35 | Generic | PELE | Solar | Solar | OAM | Otago | 120 | 3600 | 0 | 23.5588 | 0 | 1240.8425 | 28.84 | 177.7411 | 2025 |  | 2025
Environmental | Generic solar (101-200MW): 36 | Generic | PELE | Solar | Solar | TMK | Canterbury | 100 | 3600 | 0 | 23.5588 | 0 | 1236.646 | 24.3 | 147.9646 | 2025 |  | 2025
Environmental | Generic solar (101-200MW): 38 | Generic | PELE | Solar | Solar | WRK | Waikato | 100 | 3600 | 0 | 23.5588 | 0 | 1236.4808 | 31.72 | 155.3681 | 2025 |  | 2025
Environmental | Generic solar (200MW+): 39 | Generic | PELE | Solar | Solar | HEN | Auckland | 200 | 3600 | 0 | 23.5588 | 0 | 1227.2848 | 73.72 | 319.177 | 2025 |  | 2025
Environmental | Generic solar (<100 MW): 40 | Generic | PELE | Solar | Solar | CUL | Canterbury | 60 | 3600 | 0 | 23.5588 | 0 | 1304.7321 | 16.17 | 94.4539 | 2025 |  | 2025
Environmental | Generic solar (<100 MW): 41 | Generic | PELE | Solar | Solar | ASY | Canterbury | 80 | 3600 | 0 | 23.5588 | 0 | 1303.4697 | 25.28 | 129.5576 | 2025 |  | 2025
Environmental | Generic solar (101-200MW): 42 | Generic | PELE | Solar | Solar | ARI | Waikato | 100 | 3600 | 0 | 23.5588 | 0 | 1237.4431 | 23.48 | 147.2243 | 2025 |  | 2025
Environmental | Generic solar (200MW+): 43 | Generic | PELE | Solar | Solar | INV | Southland | 200 | 3600 | 0 | 23.5588 | 0 | 1165.2809 | 49.21 | 282.2662 | 2025 |  | 2025
Environmental | Generic solar (101-200MW): 45 | Generic | PELE | Solar | Solar | FKN | Otago | 120 | 3600 | 0 | 23.5588 | 0 | 1187.1492 | 46.14 | 188.5979 | 2025 |  | 2025
Environmental | Generic solar (<100 MW): 46 | Generic | PELE | Solar | Solar | HIN | Waikato | 60 | 3600 | 0 | 23.5588 | 0 | 1304.7321 | 16.17 | 94.4539 | 2025 |  | 2025
Environmental | Generic solar (101-200MW): 47 | Generic | PELE | Solar | Solar | CST | Taranaki | 140 | 3600 | 0 | 23.5588 | 0 | 1218.1535 | 50.37 | 220.9115 | 2025 |  | 2025
Environmental | Generic solar (101-200MW): 48 | Generic | PELE | Solar | Solar | NMA | Southland | 120 | 3600 | 0 | 23.5588 | 0 | 1218.156 | 27.97 | 174.1487 | 2025 |  | 2025
Environmental | Generic solar (200MW+): 49 | Generic | PELE | Solar | Solar | PRM | Wellington | 200 | 3600 | 0 | 23.5588 | 0 | 1184.6432 | 76.7 | 313.6286 | 2025 |  | 2025
Environmental | Generic solar (200MW+): 51 | Generic | PELE | Solar | Solar | CPK | Wellington | 200 | 3600 | 0 | 23.5588 | 0 | 1156.0567 | 84.29 | 315.5013 | 2025 |  | 2025
Environmental | Generic solar (200MW+): 54 | Generic | PELE | Solar | Solar | TAK | Auckland | 200 | 3600 | 0 | 23.5588 | 0 | 1294.7708 | 45.79 | 304.7442 | 2030 |  | 2030
Environmental | Generic solar (101-200MW): 55 | Generic | PELE | Solar | Solar | TGA | Bay of Plenty | 180 | 3600 | 0 | 23.5588 | 0 | 1172.9234 | 68.51 | 279.6362 | 2030 |  | 2030
Environmental | Generic solar (200MW+): 56 | Generic | PELE | Solar | Solar | SDN | Otago | 200 | 3600 | 0 | 23.5588 | 0 | 1187.0537 | 52.93 | 290.3407 | 2030 |  | 2030
Environmental | Generic solar (101-200MW): 57 | Generic | PELE | Solar | Solar | ROT | Bay of Plenty | 120 | 3600 | 0 | 23.5588 | 0 | 1222.8702 | 43.09 | 189.8344 | 2030 |  | 2030
Environmental | Generic solar (<100 MW): 58 | Generic | PELE | Solar | Solar | BAL | Otago | 60 | 3600 | 0 | 23.5588 | 0 | 1302.5256 | 18.72 | 96.8715 | 2030 |  | 2030
Environmental | Generic solar (200MW+): 6 | Generic | PELE | Solar | Solar | AVI | Canterbury | 200 | 3600 | 0 | 23.5588 | 0 | 1077.7815 | 29.31 | 244.8663 | 2020 |  | 2020
Environmental | Generic solar (101-200MW): 60 | Generic | PELE | Solar | Solar | PAK | Auckland | 140 | 3600 | 0 | 23.5588 | 0 | 1390.5085 | 73.91 | 268.5812 | 2030 |  | 2030
Environmental | Generic solar (<100 MW): 61 | Generic | PELE | Solar | Solar | DOB | West Coast | 40 | 3600 | 0 | 23.5588 | 0 | 1363.7122 | 23.77 | 78.3185 | 2030 |  | 2030
Environmental | Generic solar (<100 MW): 62 | Generic | PELE | Solar | Solar | EDN | Southland | 60 | 3600 | 0 | 23.5588 | 0 | 1377.6515 | 20.2 | 102.8591 | 2030 |  | 2030
Environmental | Generic solar (<100 MW): 63 | Generic | PELE | Solar | Solar | WEL | Northland | 60 | 3600 | 0 | 23.5588 | 0 | 1304.4794 | 59.78 | 138.0488 | 2040 |  | 2040
Environmental | Generic solar (101-200MW): 65 | Generic | PELE | Solar | Solar | HEP | Auckland | 160 | 3600 | 0 | 23.5588 | 0 | 1708.4104 | 62.16 | 335.5057 | 2045 |  | 2045
Environmental | Generic solar (<100 MW): 67 | Generic | PELE | Solar | Solar | UHT | Wellington | 80 | 3600 | 0 | 23.5588 | 0 | 1661.574 | 25.13 | 158.0559 | 2050 |  | 2050
Environmental | Generic solar (200MW+): 69 | Generic | PELE | Solar | Solar | OHC | Canterbury | 200 | 3600 | 0 | 23.5588 | 0 | 1065.1747 | 38.84 | 251.8749 | 2020 |  | 2020
Environmental | Generic solar (200MW+): 7 | Generic | PELE | Solar | Solar | KAW | Bay of Plenty | 200 | 3600 | 0 | 23.5588 | 0 | 1164.2798 | 36.62 | 269.476 | 2020 |  | 2020
Environmental | Generic solar (200MW+): 71 | Generic | PELE | Solar | Solar | GLN | Auckland | 200 | 3600 | 0 | 23.5588 | 0 | 1168.8773 | 32.97 | 266.7455 | 2025 |  | 2025
Environmental | Generic solar (200MW+): 72 | Generic | PELE | Solar | Solar | BOB | Auckland | 200 | 3600 | 0 | 23.5588 | 0 | 1163.1523 | 39.98 | 272.6105 | 2025 |  | 2025
Environmental | Generic solar (101-200MW): 73 | Generic | PELE | Solar | Solar | WHU | Waikato | 120 | 3600 | 0 | 23.5588 | 0 | 1226.418 | 24.22 | 171.3902 | 2025 |  | 2025
Environmental | Generic solar (101-200MW): 74 | Generic | PELE | Solar | Solar | BPE | Manawatū-Whanganui | 160 | 3600 | 0 | 23.5588 | 0 | 1193.96 | 38.39 | 229.4236 | 2030 |  | 2030
Environmental | Generic solar (200MW+): 75 | Generic | PELE | Solar | Solar | HLY | Waikato | 200 | 3600 | 0 | 23.5588 | 0 | 1163.6674 | 30.99 | 263.7235 | 2030 |  | 2030
Environmental | Generic solar (200MW+): 76 | Generic | PELE | Solar | Solar | HLY | Waikato | 200 | 3600 | 0 | 23.5588 | 0 | 1165.3976 | 30.99 | 264.0695 | 2030 |  | 2030
Environmental | Generic solar (101-200MW): 77 | Generic | PELE | Solar | Solar | OAM | Otago | 120 | 3600 | 0 | 23.5588 | 0 | 1227.3026 | 30.21 | 177.4863 | 2030 |  | 2030
Environmental | Generic solar (101-200MW): 78 | Generic | PELE | Solar | Solar | WRK | Waikato | 100 | 3600 | 0 | 23.5588 | 0 | 1241.6032 | 25.59 | 149.7503 | 2030 |  | 2030
Environmental | Generic solar (<100 MW): 79 | Generic | PELE | Solar | Solar | ASY | Canterbury | 80 | 3600 | 0 | 23.5588 | 0 | 1282.8439 | 25.25 | 127.8775 | 2030 |  | 2030
Environmental | Generic solar (200MW+): 8 | Generic | PELE | Solar | Solar | CYD | Otago | 200 | 3600 | 0 | 23.5588 | 0 | 1125.7886 | 29.61 | 254.7677 | 2020 |  | 2020
Environmental | Generic solar (200MW+): 80 | Generic | PELE | Solar | Solar | HWB | Otago | 200 | 3600 | 0 | 23.5588 | 0 | 1129.4725 | 44.92 | 270.8145 | 2030 |  | 2030
Environmental | Generic solar (200MW+): 81 | Generic | PELE | Solar | Solar | HAM | Waikato | 200 | 3600 | 0 | 23.5588 | 0 | 1182.3201 | 54.76 | 291.224 | 2030 |  | 2030
Environmental | Generic solar (200MW+): 82 | Generic | PELE | Solar | Solar | BRY | Canterbury | 200 | 3600 | 0 | 23.5588 | 0 | 1169.1981 | 77.92 | 311.7596 | 2030 |  | 2030
Environmental | Generic solar (101-200MW): 83 | Generic | PELE | Solar | Solar | FKN | Otago | 140 | 3600 | 0 | 23.5588 | 0 | 1271.3899 | 35.95 | 213.9446 | 2030 |  | 2030
Environmental | Generic solar (101-200MW): 84 | Generic | PELE | Solar | Solar | NMA | Southland | 120 | 3600 | 0 | 23.5588 | 0 | 1226.6124 | 24.13 | 171.3235 | 2035 |  | 2035
Environmental | Generic solar (101-200MW): 85 | Generic | PELE | Solar | Solar | CST | Taranaki | 140 | 3600 | 0 | 23.5588 | 0 | 1213.3421 | 52.56 | 222.4279 | 2040 |  | 2040
Environmental | Generic solar (<100 MW): 86 | Generic | PELE | Solar | Solar | TMU | Waikato | 80 | 3600 | 0 | 23.5588 | 0 | 1274.0279 | 27.85 | 129.7722 | 2040 |  | 2040
Environmental | Generic solar (200MW+): 87 | Generic | PELE | Solar | Solar | OHC | Canterbury | 200 | 3600 | 0 | 23.5588 | 0 | 1068.1101 | 38.83 | 252.452 | 2025 |  | 2025
Environmental | Generic solar (200MW+): 88 | Generic | PELE | Solar | Solar | OHB | Canterbury | 200 | 3600 | 0 | 23.5588 | 0 | 1068.946 | 33.35 | 247.1392 | 2025 |  | 2025
Environmental | Generic solar (200MW+): 90 | Generic | PELE | Solar | Solar | CYD | Otago | 200 | 3600 | 0 | 23.5588 | 0 | 1092.9447 | 32.21 | 250.7989 | 2030 |  | 2030
Environmental | Bream Bay Peaker | Current | PELE | DslPkr | Peaker, diesel-fired OCGT | BRB | Northland | 9 | 10906 | 16.7268 | 22.3809 | 3.1333 | [5 empty] | 0
Environmental | Glenbrook cogeneration power plant | Current | ACHP | OthCog | Cogeneration, other | GLN | Auckland | 0 | 1000 | 11.3082 | 96.5911 | 0 | [5 empty] | 0
Environmental | Whareroa cogeneration plant | Current | PCHP | GasCog | Cogeneration, gas-fired | HWA | Taranaki | 70 | 9300 | 5.6903 | 46.3166 | 1.3233 | [5 empty] | 0
Environmental | Huntly Unit 1 (Coal) | Current | PELE | Coal | Coal | HLY | Waikato | 200 | 10900 | 13.6641 | 96.5911 | 0.88346 | [5 empty] | 0
Environmental | Huntly Unit 1 (Gas) | Current | PELE | OCGT | Open cycle gas turbine | HLY | Waikato | 50 | 10900 | 11.3082 | 82.4558 | 1.3193 | [5 empty] | 0
Environmental | Huntly Unit 2 (Coal) | Current | PELE | Coal | Coal | HLY | Waikato | 200 | 10900 | 13.6641 | 96.5911 | 0.88346 | [5 empty] | 0
Environmental | Huntly Unit 2 (Gas) | Current | PELE | OCGT | Open cycle gas turbine | HLY | Waikato | 50 | 10900 | 11.3082 | 82.4558 | 1.3193 | [5 empty] | 0
Environmental | Huntly Unit 5 (e3p) | Current | PELE | CCGT | Combined cycle gas turbine | HLY | Waikato | 403 | 7400 | 6.1253 | 48.2956 | 1.3193 | [5 empty] | 0
Environmental | Huntly Unit 6 (P40) | Current | PELE | OCGT | Open cycle gas turbine | HLY | Waikato | 50.8 | 10525 | 11.426 | 22.3809 | 1.3193 | [5 empty] | 0
Environmental | Junction Road power plant | Current | PELE | GasPkr | Peaker, gas-fired OCGT | NPL | Taranaki | 100 | 10500 | 11.0726 | 22.3809 | 1.3193 | [5 empty] | 0
Environmental | Kapuni cogeneration plant | Current | PCHP | GasCog | Cogeneration, gas-fired | KPA | Taranaki | 25 | 9300 | 6.0075 | 48.2956 | 1.3193 | [5 empty] | 0
Environmental | Kinleith cogeneration plant | Current | ACHP | OthCog | Cogeneration, other | KIN | Waikato | 39.6 | 12000 | 11.3082 | 82.4558 | 1.3193 | [5 empty] | 0
Environmental | Mangahewa Power Station | Current | PELE | OCGT | Open cycle gas turbine | SFD | Taranaki | 9.6 | 11600 | 16.7268 | 11.7794 | 0 | [5 empty] | 0
Environmental | Stratford Peaker | Current | PELE | GasPkr | Peaker, gas-fired OCGT | SFD | Taranaki | 210 | 8907 | 11.0726 | 22.3809 | 0.51829 | [5 empty] | 0
Environmental | Taranaki Combined Cycle (TCC) | Current | PELE | CCGT | Combined cycle gas turbine | SFD | Taranaki | 380 | 7700 | 6.1253 | 48.2956 | 0.51829 | [5 empty] | 0
Environmental | McKee power plant | Current | PELE | GasPkr | Peaker, gas-fired OCGT | SFD | Taranaki | 100 | 10500 | 11.0726 | 22.3809 | 1.3193 | [5 empty] | 0
Environmental | Waikato Power Plant | Fully consented | PELE | OCGT | Open cycle gas turbine | HTI | Waikato | 360 | 11750 | 13.4285 | 5.4185 | 1.1779 | 1528.759 | 5.8897 | 556.2429 |  |  | 0
Environmental | Whirinaki peaker plant | Current | PELE | DslPkr | Peaker, diesel-fired OCGT | WHI | Hawke's Bay | 155 | 11000 | 13.6641 | 27.0926 | 3.1333 | [5 empty] | 0
Environmental | Castle Hill wind farm | Fully consented | PELE | Wind | Wind | MST | Wellington | 300 | 3600 | 0 | 48.0835 | 0 | 1979.752 | 66.6914 | 660.617 |  |  | 0
Environmental | Generic wind #13 | Generic | PELE | Wind | Wind | WDV | Manawatū-Whanganui | 100 | 3600 | 0 | 50.0978 | 0 | 2166.8105 | 36.5515 | 253.2325 |  |  | 0
Environmental | Hapuakohe Wind Farm | Early stages | PELE | Wind | Wind | OHW | Waikato | 230 | 3600 | 0 | 49.9447 | 0 | 2179.6798 | 82.5501 | 583.8764 | 2028 |  | 2028
Environmental | Harapaki wind farm | Under construction | PELE | Wind | Wind | RDF | Hawke's Bay | 176 | 3600 | 0 | 41.2397 | 0 | 2479.8182 | 21.5183 | 457.9663 |  | 2024 | 2024
Environmental | Project Huriwaka | Applied for consent | PELE | Wind | Wind | TNG | Manawatū-Whanganui | 250 | 3600 | 0 | 49.4735 | 0 | 2353.7517 | 42.4294 | 630.8673 | 2027 |  | 2027
Environmental | Jericho Wind Farm | Announced | PELE | Wind | Wind | NMA | Southland | 35 | 3600 | 0 | 49.4735 | 0 | 2119.9588 | 17.6691 | 91.8677 | 2026 |  | 2026
Environmental | Kaihiku wind farm | Early stages | PELE | Wind | Wind | KHK | Otago | 300 | 3600 | 0 | 49.4735 | 0 | 2916 | 42 | 916.8 | 2028 |  | 2028
Environmental | Kaimai wind farm | Early stages | PELE | Wind | Wind | HAM | Waikato | 100 | 3600 | 0 | 48.5312 | 0 | 2229.0275 | 18.4112 | 241.314 |  | 2025 | 2025
Environmental | Kaiwaikawe | Fully consented | PELE | Wind | Wind | MPE | Northland | 73 | 3600 | 0 | 47.0823 | 0 | 2154.359 | 6.9381 | 164.2063 | 2024 |  | 2024
Environmental | Kaiwera Downs wind (Stage 1) | Current | PELE | Wind | Wind | GOR | Southland | 43 | 3600 | 0 | 48.0129 | 0 | [5 empty] | 0
Environmental | Kaiwera Downs wind (Stage 2) | Fully consented | PELE | Wind | Wind | GOR | Southland | 155 | 3600 | 0 | 48.0129 | 0 | 1891.4639 | 0 | 293.1769 |  |  | 0
Environmental | Mahinerangi 1 | Current | PELE | Wind | Wind | HWB | Otago | 36 | 3600 | 0 | 49.4735 | 0 | [5 empty] | 0
Environmental | Mahinerangi (Stage 2) | Fully consented | PELE | Wind | Wind | HWB | Otago | 138 | 3600 | 0 | 48.6136 | 0 | 2162.9737 | 47.3532 | 345.8436 |  |  | 0
Environmental | Manawatū Wind (Meridian) | Announced | PELE | Wind | Wind | LTN | Manawatū-Whanganui | 200 | 3600 | 0 | 49.4735 | 0 | 2124.1761 | 57.9547 | 482.7899 |  |  | 0
Environmental | Mill Creek | Current | PELE | Wind | Wind | WIL | Wellington | 60 | 3600 | 0 | 49.4735 | 0 | [5 empty] | 0
Environmental | Mount Cass wind farm | Fully consented | PELE | Wind | Wind | WPR | Canterbury | 94.6 | 3600 | 0 | 47.2708 | 0 | 2217.9356 | 16.0084 | 225.8251 | 2025 |  | 2025
Environmental | Mt Munro wind farm | Applied for consent | PELE | Wind | Wind | MGM | Manawatū-Whanganui | 60 | 3600 | 0 | 49.8269 | 0 | 2027.2401 | 25.8911 | 147.5255 | 2025 |  | 2025
Environmental | Ototoka Wind Farm | Announced | PELE | Wind | Wind | BRK | Manawatū-Whanganui | 150 | 3600 | 0 | 49.2379 | 0 | 2123.8975 | 57.9547 | 376.5393 | 2029 |  | 2029
Environmental | Pahiatua Wind Farm | Announced | PELE | Wind | Wind | MGM | Manawatū-Whanganui | 50 | 3600 | 0 | 49.4853 | 0 | 2130.4352 | 37.9532 | 144.475 |  |  | 0
Environmental | Project Hurunui Wind Farm | Generic | PELE | Wind | Wind | WPR | Canterbury | 76 | 3600 | 0 | 52.9013 | 0 | 2157.1013 | 46.2836 | 210.2233 |  |  | 0
Environmental | Puketoi wind farm | Fully consented | PELE | Wind | Wind | BPE | Manawatū-Whanganui | 228 | 3600 | 0 | 51.4171 | 0 | 2051.7918 | 147.5606 | 615.3691 |  |  | 0
Environmental | Southland Wind Farm | Applied for consent | PELE | Wind | Wind | GOR | Southland | 300 | 3600 | 0 | 49.4735 | 0 | 2825.5361 | 47.0234 | 894.6842 |  |  | 0
Environmental | Tararua Stage 1 & 2 | Current | PELE | Wind | Wind | LTN | Manawatū-Whanganui | 68 | 3600 | 0 | 49.4735 | 0 | [5 empty] | 0
Environmental | Tararua Stage 3 | Current | PELE | Wind | Wind | WDV | Manawatū-Whanganui | 93 | 3600 | 0 | 49.4735 | 0 | [5 empty] | 0
Environmental | Taranaki Wind (Meridian) | Announced | PELE | Wind | Wind | OPK | Taranaki | 300 | 3600 | 0 | 48.1424 | 0 | 2124.1761 | 57.9547 | 695.2075 |  |  | 0
Environmental | Taumatatotara (Stage 1) | Fully consented | PELE | Wind | Wind | HTI | Waikato | 40 | 3600 | 0 | 49.4735 | 0 | 2503.1237 | 20.9084 | 121.0334 | 2025 |  | 2025
Environmental | Te Āpiti | Current | PELE | Wind | Wind | WDV | Manawatū-Whanganui | 90.75 | 3600 | 0 | 49.4735 | 0 | [5 empty] | 0
Environmental | Te Rere Hau | Current | PELE | Wind | Wind | LTN | Manawatū-Whanganui | 45.5 | 3600 | 0 | 49.4735 | 0 | [5 empty] | 0
Environmental | Te Rere Hau (Expansion) | Applied for consent | PELE | Wind | Wind | LTN | Manawatū-Whanganui | 38 | 3600 | 0 | 49.4735 | 0 | 2543.678 | 0 | 96.6598 | 2024 |  | 2024
Environmental | Te Rere Hau (Repower) | Fully consented | PELE | Wind | Wind | LTN | Manawatū-Whanganui | 124.5 | 3600 | 0 | 49.4735 | 0 | 4938 | 23.05 | 637.831 | 2024 |  | 2024
Environmental | Te Uku | Current | PELE | Wind | Wind | HAM | Waikato | 64.4 | 3600 | 0 | 49.4735 | 0 | [5 empty] | 0
Environmental | Turitea North | Current | PELE | Wind | Wind | LTN | Manawatū-Whanganui | 118.8 | 3600 | 0 | 54.1617 | 0 | [5 empty] | 0
Environmental | Turitea South | Current | PELE | Wind | Wind | LTN | Manawatū-Whanganui | 102.6 | 3600 | 0 | 54.1617 | 0 | [5 empty] | 0
Environmental | Waipipi | Current | PELE | Wind | Wind | WVY | Taranaki | 133 | 3600 | 0 | 49.4735 | 0 | [5 empty] | 0
Environmental | Waiuku Wind Farm | Applied for consent | PELE | Wind | Wind | SWN | Auckland | 85 | 3600 | 0 | 49.4735 | 0 | 4107.5108 | 4.2347 | 353.3731 | 2027 |  | 2027
Environmental | West Wind | Current | PELE | Wind | Wind | WIL | Wellington | 142.6 | 3600 | 0 | 49.4735 | 0 | [5 empty] | 0
Environmental | White Hill | Current | PELE | Wind | Wind | TWI | Southland | 58 | 3600 | 0 | 49.4735 | 0 | [5 empty] | 0
Environmental | Generic Wind #18 | Generic | PELE | Wind | Wind | MDN | Northland | 300 | 3600 | 0 | 50.3098 | 0 | 2072.3018 | 161.4485 | 783.1391 |  |  | 0
Environmental | Generic Wind #20 | Generic | PELE | Wind | Wind | HLY | Waikato | 200 | 3600 | 0 | 48.9434 | 0 | 2156.2082 | 74.222 | 505.4637 |  |  | 0
Environmental | Generic Wind #21 | Generic | PELE | Wind | Wind | BLN | Marlborough | 50 | 3600 | 0 | 48.7903 | 0 | 2059.2188 | 11.5085 | 114.4694 |  |  | 0
Environmental | Generic Wind #22 | Generic | PELE | Wind | Wind | WWD | Wellington | 15 | 3600 | 0 | 54.1617 | 0 | 2584.1478 | 5.6777 | 44.4399 |  |  | 0
Environmental | Generic Wind #24 | Generic | PELE | Wind | Wind | WRK | Waikato | 300 | 3600 | 0 | 45.657 | 0 | 2053.6848 | 25.9854 | 642.0908 |  |  | 0
Environmental | Generic Wind #25 | Generic | PELE | Wind | Wind | WWD | Wellington | 100 | 3600 | 0 | 50.569 | 0 | 2360.3199 | 25.9854 | 262.0174 |  |  | 0
Environmental | Generic Wind #26 | Generic | PELE | Wind | Wind | GLN | Auckland | 100 | 3600 | 0 | 51.7116 | 0 | 2120.6114 | 56.3645 | 268.4256 |  |  | 0
Environmental | Generic Wind #27 | Generic | PELE | Wind | Wind | TWC | Manawatū-Whanganui | 150 | 3600 | 0 | 47.8126 | 0 | 2047.8303 | 34.0189 | 341.1935 |  |  | 0
Environmental | Generic Wind #29 | Generic | PELE | Wind | Wind | MDN | Northland | 150 | 3600 | 0 | 48.1778 | 0 | 2135.5684 | 36.5868 | 356.9221 |  |  | 0
Environmental | Generic Wind #30 | Generic | PELE | Wind | Wind | TKU | Waikato | 250 | 3600 | 0 | 46.081 | 0 | 2249.8887 | 27.7994 | 590.2716 |  |  | 0
Environmental | Generic Wind #32 | Generic | PELE | Wind | Wind | TUI | Hawke's Bay | 50 | 3600 | 0 | 47.1883 | 0 | 2114.7264 | 3.4514 | 109.1877 |  |  | 0
Environmental | Generic Wind #33 | Generic | PELE | Wind | Wind | MDN | Northland | 100 | 3600 | 0 | 49.391 | 0 | 2104.8912 | 34.0189 | 244.508 |  |  | 0
Environmental | Generic Wind #34 | Generic | PELE | Wind | Wind | WRK | Waikato | 100 | 3600 | 0 | 52.8778 | 0 | 2292.0002 | 66.3652 | 295.5652 |  |  | 0
Environmental | Generic Wind #36 | Generic | PELE | Wind | Wind | WRK | Waikato | 75 | 3600 | 0 | 47.8244 | 0 | 2190.5569 | 24.7603 | 189.0521 |  |  | 0
Environmental | Generic Wind #37 | Generic | PELE | Wind | Wind | KOE | Northland | 75 | 3600 | 0 | 51.0284 | 0 | 2197.1061 | 36.5515 | 201.3345 |  |  | 0
Environmental | Generic Wind #41 | Generic | PELE | Wind | Wind | KOE | Northland | 75 | 3600 | 0 | 51.3582 | 0 | 2190.1104 | 39.4492 | 203.7075 |  |  | 0
Environmental | Generic Wind #42 | Generic | PELE | Wind | Wind | TUI | Hawke's Bay | 75 | 3600 | 0 | 53.0309 | 0 | 2292.9735 | 57.5306 | 229.5036 |  |  | 0
Environmental | Generic Wind #43 | Generic | PELE | Wind | Wind | TWI | Southland | 150 | 3600 | 0 | 48.0835 | 0 | 2184.8016 | 25.9854 | 353.7056 |  |  | 0
Environmental | Generic Wind #45 | Generic | PELE | Wind | Wind | WDV | Manawatū-Whanganui | 100 | 3600 | 0 | 53.0898 | 0 | 2308.5449 | 64.9752 | 295.8297 |  |  | 0
Environmental | Generic Wind #46 | Generic | PELE | Wind | Wind | TUI | Hawke's Bay | 200 | 3600 | 0 | 51.0048 | 0 | 2246.5225 | 112.5876 | 561.8921 |  |  | 0
Environmental | Generic Wind #47 | Generic | PELE | Wind | Wind | ROX | Otago | 300 | 3600 | 0 | 46.7407 | 0 | 2097.6398 | 56.3762 | 685.6682 |  |  | 0
Environmental | Generic Wind #48 | Generic | PELE | Wind | Wind | TWC | Manawatū-Whanganui | 150 | 3600 | 0 | 46.5522 | 0 | 2137.969 | 18.4112 | 339.1066 |  |  | 0
Environmental | Generic Wind #49 | Generic | PELE | Wind | Wind | TWI | Southland | 100 | 3600 | 0 | 50.357 | 0 | 2097.552 | 37.4585 | 247.2137 |  |  | 0
Environmental | Generic Wind #51 | Generic | PELE | Wind | Wind | BLN | Marlborough | 75 | 3600 | 0 | 50.2156 | 0 | 2132.4045 | 34.3134 | 194.2437 |  |  | 0
Environmental | Generic Wind #52 | Generic | PELE | Wind | Wind | TWI | Southland | 50 | 3600 | 0 | 52.6068 | 0 | 2197.7931 | 25.42 | 135.3096 |  |  | 0
Environmental | Generic Wind #55 | Generic | PELE | Wind | Wind | TKU | Waikato | 150 | 3600 | 0 | 46.7171 | 0 | 2224.0966 | 24.5247 | 358.1392 |  |  | 0
Environmental | Generic Wind #56 | Generic | PELE | Wind | Wind | TWI | Southland | 100 | 3600 | 0 | 52.6539 | 0 | 2181.9011 | 57.5895 | 275.7796 |  |  | 0
Environmental | Generic Wind #57 | Generic | PELE | Wind | Wind | KOE | Northland | 200 | 3600 | 0 | 51.582 | 0 | 2085.0147 | 121.2808 | 538.2837 |  |  | 0
Environmental | Generic Wind #58 | Generic | PELE | Wind | Wind | HLY | Waikato | 75 | 3600 | 0 | 46.7996 | 0 | 2054.284 | 9.8358 | 163.9071 |  |  | 0
Environmental | Generic Wind #60 | Generic | PELE | Wind | Wind | ROX | Otago | 150 | 3600 | 0 | 47.1765 | 0 | 2328.8106 | 30.0021 | 379.3237 |  |  | 0
Environmental | Generic Wind #61 | Generic | PELE | Wind | Wind | WRK | Waikato | 10 | 3600 | 0 | 58.4141 | 0 | 2476.6248 | 8.7639 | 33.5301 |  |  | 0
Environmental | Generic Wind #62 | Generic | PELE | Wind | Wind | WPT | West Coast | 75 | 3600 | 0 | 47.5417 | 0 | 2143.0641 | 27.6109 | 188.3407 |  |  | 0
Environmental | Generic Wind #63 | Generic | PELE | Wind | Wind | MDN | Northland | 100 | 3600 | 0 | 53.4667 | 0 | 2279.5087 | 71.6777 | 299.6286 |  |  | 0
Environmental | Generic Wind #65 | Generic | PELE | Wind | Wind | WRK | Waikato | 150 | 3600 | 0 | 47.0116 | 0 | 2229.1878 | 27.3282 | 361.7064 |  |  | 0
Environmental | Generic Wind #66 | Generic | PELE | Wind | Wind | MDN | Northland | 150 | 3600 | 0 | 49.0494 | 0 | 2247.8392 | 54.4091 | 391.585 |  |  | 0
Environmental | Generic Wind #69 | Generic | PELE | Wind | Wind | WPR | Canterbury | 100 | 3600 | 0 | 53.5492 | 0 | 2232.1075 | 71.5245 | 294.7353 |  |  | 0
Environmental | Generic Wind #70 | Generic | PELE | Wind | Wind | TUI | Hawke's Bay | 150 | 3600 | 0 | 56.765 | 0 | 2257.8347 | 188.9888 | 527.664 |  |  | 0
Environmental | Generic Wind #71 | Generic | PELE | Wind | Wind | TKU | Waikato | 125 | 3600 | 0 | 52.7011 | 0 | 2313.7315 | 81.5017 | 370.7181 |  |  | 0
Environmental | Generic Wind #72 | Generic | PELE | Wind | Wind | WVY | Taranaki | 100 | 3600 | 0 | 49.8269 | 0 | 2086.5489 | 29.2954 | 237.9503 |  |  | 0
Environmental | Generic Wind #73 | Generic | PELE | Wind | Wind | WWD | Wellington | 100 | 3600 | 0 | 50.8399 | 0 | 2222.6845 | 33.0766 | 255.345 |  |  | 0
Environmental | Generic Wind #74 | Generic | PELE | Wind | Wind | WVY | Taranaki | 200 | 3600 | 0 | 48.0011 | 0 | 2275.5357 | 45.6334 | 500.7406 |  |  | 0
Environmental | Generic Wind #75 | Generic | PELE | Wind | Wind | MDN | Northland | 100 | 3600 | 0 | 48.8845 | 0 | 2284.7985 | 19.6716 | 248.1515 |  |  | 0
Environmental | Generic Wind #76 | Generic | PELE | Wind | Wind | GLN | Auckland | 125 | 3600 | 0 | 49.4735 | 0 | 2166.0205 | 44.0196 | 314.7722 |  |  | 0
Environmental | Generic Wind #77 | Generic | PELE | Wind | Wind | GYT | Wellington | 150 | 3600 | 0 | 50.6397 | 0 | 2324.6544 | 67.5784 | 416.2766 |  |  | 0
Environmental | Generic Wind #79 | Generic | PELE | Wind | Wind | GLN | Auckland | 150 | 3600 | 0 | 49.5442 | 0 | 2253.6594 | 59.8865 | 397.9354 |  |  | 0
Environmental | Generic Wind #80 | Generic | PELE | Wind | Wind | WPR | Canterbury | 200 | 3600 | 0 | 48.4723 | 0 | 2097.5863 | 48.8374 | 468.3547 |  |  | 0
Environmental | Generic Wind #82 | Generic | PELE | Wind | Wind | TWC | Manawatū-Whanganui | 300 | 3600 | 0 | 45.7041 | 0 | 2092.9493 | 31.828 | 659.7127 |  |  | 0
Environmental | Huntly Unit 1 (Wood) |  | PELE | Wood | Wood - Torrefied for use in coal generators | HLY | Waikato | 240 | 10900 | 13.6641 | 96.5911 | 0.88346 |  |  |  |  | 2032 | 2032
Environmental | Huntly Unit 2 (Wood) |  | PELE | Wood | Wood - Torrefied for use in coal generators | HLY | Waikato | 240 | 10900 | 13.6641 | 96.5911 | 0.88346 |  |  |  |  | 2032 | 2032
Growth | Generic OCGT peaker: 1 (Huntly) | Generic | PELE | GasPkr | Peaker, gas-fired OCGT | HLY | Waikato | 100 | 11750 | 13.4285 | 5.4185 | 2.6504 | 1213.0016 | 13.1929 | 134.4931 | 2025 |  | 2025
Growth | Generic OCGT peaker: 2 (Stratford) | Generic | PELE | GasPkr | Peaker, gas-fired OCGT | SFD | Taranaki | 100 | 11750 | 13.4285 | 5.4185 | 2.6504 | 1213.0016 | 13.1929 | 134.4931 | 2025 |  | 2025
Growth | Generic OCGT peaker: 3 (Otahuhu) | Generic | PELE | GasPkr | Peaker, gas-fired OCGT | OTA | Auckland | 100 | 11750 | 13.4285 | 5.4185 | 2.6504 | 1213.0016 | 13.1929 | 134.4931 | 2025 |  | 2025
Growth | Generic OCGT peaker: 4 (Southdown) | Generic | PELE | GasPkr | Peaker, gas-fired OCGT | SWN | Auckland | 100 | 11750 | 13.4285 | 5.4185 | 2.6504 | 1213.0016 | 13.1929 | 134.4931 | 2025 |  | 2025
Growth | Generic OCGT peaker: 5 (Marsden) | Generic | PELE | GasPkr | Peaker, gas-fired OCGT | MDN | Northland | 100 | 11750 | 13.4285 | 5.4185 | 2.6504 | 1213.0016 | 13.1929 | 134.4931 | 2030 |  | 2030
Growth | Generic OCGT peaker: 6 (Huntly) | Generic | PELE | GasPkr | Peaker, gas-fired OCGT | HLY | Waikato | 100 | 11750 | 13.4285 | 5.4185 | 2.6504 | 1213.0016 | 13.1929 | 134.4931 | 2030 |  | 2030
Growth | Generic OCGT peaker: 7 (Otahuhu) | Generic | PELE | GasPkr | Peaker, gas-fired OCGT | OTA | Auckland | 100 | 11750 | 13.4285 | 5.4185 | 2.6504 | 1213.0016 | 13.1929 | 134.4931 | 2035 |  | 2035
Growth | Generic OCGT peaker: 8 (Huntly) | Generic | PELE | GasPkr | Peaker, gas-fired OCGT | HLY | Waikato | 100 | 11750 | 13.4285 | 5.4185 | 2.6504 | 1213.0016 | 13.1929 | 134.4931 | 2045 |  | 2045
Growth | Generic Reciprocating Biogas: 1 (Halfway Bush) | Generic | PELE | BioRecip | Reciprocating Biogas engine | HWB | Otago | 10 | 11400 | 16.0123 | 21.1733 | 0 | 2518.8656 | 0.66167 | 25.8503 | 2030 |  | 2030
Growth | Generic Reciprocating Biogas: 2 (Christchurch) | Generic | PELE | BioRecip | Reciprocating Biogas engine | ISL | Canterbury | 10 | 11400 | 16.0123 | 21.1733 | 0 | 2518.8656 | 0.66167 | 25.8503 | 2035 |  | 2035
Growth | Te Ahi O Maui (KA22) | Current | PELE | Geo | Geothermal | KAW | Bay of Plenty | 25 | 12000 | 0 | 223.8087 | 0 | [5 empty] | 0
Growth | Kawerau | Current | PELE | Geo | Geothermal | KAW | Bay of Plenty | 103 | 12000 | 0 | 223.8087 | 0 | [5 empty] | 0
Growth | Mōkai | Current | PELE | Geo | Geothermal | WKM | Waikato | 113 | 12000 | 0 | 223.8087 | 0 | [5 empty] | 0
Growth | Ngā Awa Pūrua | Current | PELE | Geo | Geothermal | WRK | Waikato | 140 | 12000 | 0 | 223.8087 | 0 | [5 empty] | 0
Growth | Ngātamariki | Current | PELE | Geo | Geothermal | OKI | Waikato | 85 | 12000 | 0 | 123.6838 | 0 | [5 empty] | 0
Growth | Ngātamariki expansion | Fully consented | PELE | Geo | Geothermal | WRK | Waikato | 46 | 12000 | 0 | 223.8087 | 0 | 4412.8824 | 17.5 | 220.4926 |  |  | 0
Growth | Ngāwhā Stage 1 & 2 | Current | PELE | Geo | Geothermal | KOE | Northland | 28 | 12000 | 0 | 223.8087 | 0 | [5 empty] | 0
Growth | Ngāwhā Stage 3 (OEC4) | Current | PELE | Geo | Geothermal | KOE | Northland | 32 | 12000 | 0 | 223.8087 | 0 | [5 empty] | 0
Growth | Ngāwhā Stage 4 (OEC5) | Fully consented | PELE | Geo | Geothermal | KOE | Northland | 32 | 12000 | 0 | 223.8087 | 0 | 9190.2921 | 17.6691 | 311.7585 | 2026 |  | 2026
Growth | Ōhaaki | Current | PELE | Geo | Geothermal | OKI | Waikato | 50 | 12000 | 0 | 223.8087 | 0 | [5 empty] | 0
Growth | Poihipi Road | Current | PELE | Geo | Geothermal | PPI | Waikato | 50 | 12000 | 0 | 223.8087 | 0 | [5 empty] | 0
Growth | Rotokawa | Current | PELE | Geo | Geothermal | WRK | Waikato | 34 | 12000 | 0 | 223.8087 | 0 | [5 empty] | 0
Growth | Kawerau (TOPP1) | Current | PELE | Geo | Geothermal | KAW | Bay of Plenty | 21.5 | 12000 | 0 | 223.8087 | 0 | [5 empty] | 0
Growth | Kawerau (TOPP2) | Under construction | PELE | Geo | Geothermal | KAW | Bay of Plenty | 49 | 12000 | 0 | 223.8087 | 0 | 6558.7729 | 17.6691 | 339.049 |  |  | 0
Growth | Tāheke Geothermal Project | Applied for consent | PELE | Geo | Geothermal | KAW | Bay of Plenty | 35 | 12000 | 0 | 223.8087 | 0 | 7162.0298 | 17.6691 | 268.3402 | 2030 |  | 2030
Growth | Tauhara Stage 1 | Under construction | PELE | Geo | Geothermal | WRK | Waikato | 152 | 12000 | 0 | 223.8087 | 0 | 5289.7333 | 25 | 829.0395 |  | 2024 | 2024
Growth | Tauhara Stage 1 expansion | Fully consented | PELE | Geo | Geothermal | WRK | Waikato | 22 | 12000 | 0 | 223.8087 | 0 | 5272.36 | 0 | 115.9919 | 2026 |  | 2026
Growth | Te Huka (Binary) | Current | PELE | Geo | Geothermal | WRK | Waikato | 28 | 12000 | 0 | 251.4327 | 0 | [5 empty] | 0
Growth | Te Huka Unit 3 | Under construction | PELE | Geo | Geothermal | WRK | Waikato | 51.4 | 12000 | 0 | 251.4327 | 0 | 5966.3846 | 17.6644 | 324.3366 |  | 2024 | 2024
Growth | Te Mihi | Current | PELE | Geo | Geothermal | WRK | Waikato | 166 | 12000 | 0 | 223.8087 | 0 | [5 empty] | 0
Growth | Te Mihi (expansion) | Fully consented | PELE | Geo | Geothermal | WRK | Waikato | 180 | 12000 | 0 | 223.8087 | 0 | 5576.3705 | 29.4485 | 1033.1952 |  |  | 0
Growth | Wairākei Binary | Current | PELE | Geo | Geothermal | WRK | Waikato | 14.4 | 12000 | 0 | 223.8087 | 0 | [5 empty] | 0
Growth | Wairākei C & D | Fully consented | PELE | Geo | Geothermal | WRK | Waikato | 40 | 12000 | 0 | 223.8087 | 0 | 5889.7027 | 3.2982 | 238.8863 |  |  | 0
Growth | Wairākei A & B | Current | PELE | Geo | Geothermal | WRK | Waikato | 117 | 12000 | 0 | 223.8087 | 0 | [5 empty] | 0
Growth | Ātiamuri Geothermal | Generic | PELE | Geo | Geothermal | WKM | Waikato | 5 | 12000 | 0 | 223.8087 | 0 | 11416.9325 | 32.3934 | 89.478 | 2040 |  | 2040
Growth | Ngāwhā Expansion: Stage 5 | Generic | PELE | Geo | Geothermal | KOE | Northland | 25 | 12000 | 0 | 223.8087 | 0 | 9119.9864 | 17.6691 | 245.6688 |  |  | 0
Growth | Ngāwhā Expansion: Stage 6 | Generic | PELE | Geo | Geothermal | KOE | Northland | 25 | 12000 | 0 | 223.8087 | 0 | 9119.9864 | 17.6691 | 245.6688 |  |  | 0
Growth | Reporoa: Stage 2 | Generic | PELE | Geo | Geothermal | WRK | Waikato | 25 | 12000 | 0 | 223.8087 | 0 | 7162.0298 | 17.6691 | 196.7199 | 2040 |  | 2040
Growth | Tāheke: Stage 2 | Generic | PELE | Geo | Geothermal | KAW | Bay of Plenty | 25 | 12000 | 0 | 223.8087 | 0 | 7162.0298 | 17.6691 | 196.7199 | 2040 |  | 2040
Growth | Tāheke: Stage 3 | Generic | PELE | Geo | Geothermal | KAW | Bay of Plenty | 25 | 12000 | 0 | 223.8087 | 0 | 7162.0298 | 17.6691 | 196.7199 | 2050 |  | 2050
Growth | Tokaanu Geothermal (Stage 2) | Generic | PELE | Geo | Geothermal | TKU | Waikato | 100 | 12000 | 0 | 223.8087 | 0 | 5983.7491 | 23.5588 | 621.9337 | 2040 |  | 2040
Growth | Bay of Plenty hydro schemes | Current | PELE | HydSC | Hydro, schedulable | TGA | Bay of Plenty | 147.6 | 3600 | 0 | 110.1778 | 0 | [5 empty] | 0
Growth | Bunnythorpe hydro scheme | Current | PELE | HydSC | Hydro, schedulable | TKU | Waikato | 360 | 3600 | 0 | 67.4683 | 0 | [5 empty] | 0
Growth | Coleridge | Current | PELE | HydSC | Hydro, schedulable | COL | Canterbury | 39.5 | 3600 | 0 | 76.0552 | 0 | [5 empty] | 0
Growth | Clyde and Roxburgh hydro scheme | Current | PELE | HydSC | Hydro, schedulable | ROX | Otago | 752 | 3600 | 0 | 57.5934 | 0 | [5 empty] | 0
Growth | Bay of Plenty hydro scheme (embedded) | Current | PELE | HydSC | Hydro, schedulable | TGA | Bay of Plenty | 25.3 | 3600 | 0 | 153.1326 | 0 | [5 empty] | 0
Growth | Christchurch hydro scheme (embedded) | Current | PELE | HydSC | Hydro, schedulable | CUL | Canterbury | 26.8 | 3600 | 0 | 153.1326 | 0 | [5 empty] | 0
Growth | Manapōuri | Current | PELE | HydSC | Hydro, schedulable | MAN | Southland | 800 | 3600 | 0 | 35.3391 | 0 | [5 empty] | 0
Growth | Waikaremoana hydro scheme | Current | PELE | HydSC | Hydro, schedulable | TUI | Hawke's Bay | 138 | 3600 | 0 | 75.585 | 0 | [5 empty] | 0
Growth | Cobb | Current | PELE | HydSC | Hydro, schedulable | STK | Nelson | 32 | 3600 | 0 | 76.4641 | 0 | [5 empty] | 0
Growth | Patea | Current | PELE | HydSC | Hydro, schedulable | NPL | Taranaki | 33 | 3600 | 0 | 76.4028 | 0 | [5 empty] | 0
Growth | Waikato River hydro scheme | Current | PELE | HydSC | Hydro, schedulable | WKM | Waikato | 1095.5 | 3600 | 0 | 67.4581 | 0 | [5 empty] | 0
Growth | Waipori power scheme | Current | PELE | HydSC | Hydro, schedulable | BWK | Otago | 87 | 3600 | 0 | 98.974 | 0 | [5 empty] | 0
Growth | Mangahao | Current | PELE | HydSC | Hydro, schedulable | MHO | Manawatū-Whanganui | 39 | 3600 | 0 | 76.0859 | 0 | [5 empty] | 0
Growth | Waitaki hydro scheme | Current | PELE | HydSC | Hydro, schedulable | WTK | Canterbury | 1743 | 3600 | 0 | 61.3757 | 0 | [5 empty] | 0
Growth | Arnold Valley hydro | Consent lapsed | PELE | HydPK | Hydro, peaking | DOB | West Coast | 46 | 3600 | 0 | 75.7076 | 0 | 5258.4727 | 7.94 | 249.8297 |  |  | 0
Growth | Bush Stream hydro plant | Generic | PELE | HydRR | Hydro, run of river | HOR | Canterbury | 30 | 3600 | 0 | 76.5663 | 0 | 5906.3742 | 9.528 | 186.7192 |  |  | 0
Growth | Clarence hydro: Waiau Diversions | Generic | PELE | HydRR | Hydro, run of river | CUL | Canterbury | 70 | 3600 | 0 | 74.4196 | 0 | 5906.3742 | 9.528 | 422.9742 |  |  | 0
Growth | Clutha River - Beaumont Expansion | Potential | PELE | HydRR | Hydro, run of river | ROX | Otago | 185 | 3600 | 0 | 68.2657 | 0 | 6536.0479 | 18.659 | 1227.8278 |  |  | 0
Growth | Clutha River - Luggate expansion | Potential | PELE | HydRR | Hydro, run of river | ROX | Otago | 80 | 3600 | 0 | 73.5711 | 0 | 5906.3742 | 9.528 | 482.0379 |  |  | 0
Growth | Clutha River - Queensberry expansion | Potential | PELE | HydRR | Hydro, run of river | ROX | Otago | 110 | 3600 | 0 | 69.6048 | 0 | 6536.0479 | 18.659 | 737.6242 |  |  | 0
Growth | Clutha River - Tuapeka expansion | Potential | PELE | HydRR | Hydro, run of river | ROX | Otago | 350 | 3600 | 0 | 59.4334 | 0 | 5373.3032 | 28.4516 | 1909.1077 |  |  | 0
Growth | Hāwea Gates hydro plant | Consent lapsed | PELE | HydPK | Hydro, peaking | CML | Otago | 17 | 3600 | 0 | 153.1326 | 0 | 2957.2017 | 17.2033 | 67.4757 |  |  | 0
Growth | Lake Pūkaki hydro plant | Consent lapsed | PELE | HydPK | Hydro, peaking | TWZ | Canterbury | 35 | 3600 | 0 | 76.3005 | 0 | 4044.0968 | 5.161 | 146.7044 |  |  | 0
Growth | Mātakitaki River generic hydro plant | Generic | PELE | HydRR | Hydro, run of river | IGH | West Coast | 40 | 3600 | 0 | 76.0347 | 0 | 5906.3742 | 9.528 | 245.7829 |  |  | 0
Growth | Ngākawau hydro scheme | Fully consented | PELE | HydRR | Hydro, run of river | WMG | West Coast | 24 | 3600 | 0 | 153.1326 | 0 | 4992.9245 | 7.94 | 127.7702 |  |  | 0
Growth | Potts River hydro | Generic | PELE | HydRR | Hydro, run of river | HOR | Canterbury | 35 | 3600 | 0 | 76.3005 | 0 | 5906.3742 | 9.528 | 216.2511 |  |  | 0
Growth | Rakaia River dam | Potential | PELE | HydRR | Hydro, run of river | ASB | Canterbury | 3 | 3600 | 0 | 153.1326 | 0 | 6259.413 | 8.4799 | 27.2581 |  |  | 0
Growth | Taramakau | Generic | PELE | HydRR | Hydro, run of river | IGH | West Coast | 50 | 3600 | 0 | 75.493 | 0 | 5906.3742 | 9.528 | 304.8467 |  |  | 0
Growth | Wairau Hydro Expansion | Potential | PELE | HydRR | Hydro, run of river | BLN | Marlborough | 72 | 3600 | 0 | 74.3174 | 0 | 5303.4859 | 13.8817 | 395.7327 |  |  | 0
Growth | Whitcombe River | Generic | PELE | HydRR | Hydro, run of river | IGH | West Coast | 30 | 3600 | 0 | 76.5663 | 0 | 5906.3742 | 9.528 | 186.7192 |  |  | 0
Growth | Argyle Solar Farm - Northern Area | Applied for consent | PELE | Solar | Solar | ARG | Marlborough | 37 | 3600 | 0 | 23.5588 | 0 | 2062.6901 | 17.28 | 93.5995 |  |  | 0
Growth | Argyle solar farm | Fully consented | PELE | Solar | Solar | ARG | Marlborough | 28 | 3600 | 0 | 20.4449 | 0 | 2099.993 | 17.28 | 76.0798 | 2026 |  | 2026
Growth | Brookside solar farm | Fully consented | PELE | Solar | Solar | ISL | Canterbury | 50 | 3600 | 0 | 23.5588 | 0 | 1110.7865 | 23.05 | 78.5893 |  |  | 0
Growth | Dannevirke Solar Farm | Early stages | PELE | Solar | Solar | DVK | Manawatū-Whanganui | 65 | 3600 | 0 | 23.5588 | 0 | 1194.41 | 23.62 | 101.2566 |  |  | 0
Growth | Edgecumbe solar (Helios) | Fully consented | PELE | Solar | Solar | EDG | Bay of Plenty | 115 | 3600 | 0 | 23.5588 | 0 | 1143.0897 | 25.5562 | 157.0115 | 2025 |  | 2025
Growth | Edgecumbe solar farm (FNSF) | Fully consented | PELE | Solar | Solar | EDG | Bay of Plenty | 38 | 3600 | 0 | 23.5588 | 0 | 1158.6009 | 19.01 | 63.0368 |  |  | 0
Growth | Greytown Solar Farm (FNSF) | Applied for consent | PELE | Solar | Solar | GYT | Wellington | 175 | 3600 | 0 | 23.5588 | 0 | 1034.7346 | 28.84 | 209.9185 |  |  | 0
Growth | Marton solar farm | Fully consented | PELE | Solar | Solar | MTN | Manawatū-Whanganui | 41 | 3600 | 0 | 23.5588 | 0 | 1150.5857 | 17.86 | 65.034 |  |  | 0
Growth | Ohau A solar plant | Announced | PELE | Solar | Solar | OHA | Canterbury | 278 | 3600 | 0 | 23.5588 | 0 | 922.8073 | 29.38 | 285.9204 |  |  | 0
Growth | Tasman District solar farm | Announced | PELE | Solar | Solar | STK | Nelson | 130 | 3600 | 0 | 23.5588 | 0 | 1002.308 | 31.69 | 161.99 |  |  | 0
Growth | Waitara solar farm | Applied for consent | PELE | Solar | Solar | MNI | Taranaki | 72 | 3600 | 0 | 23.5588 | 0 | 1076.2211 | 24.77 | 102.2579 |  |  | 0
Growth | Foxton solar farm | Under construction | PELE | Solar | Solar | BPE | Manawatū-Whanganui | 42 | 3600 | 0 | 23.5588 | 0 | 1249.2318 | 17.6644 | 70.1322 | 2025 |  | 2025
Growth | Glorit solar farm | Early stages | PELE | Solar | Solar | WEL | Northland | 160 | 3600 | 0 | 23.5588 | 0 | 1072.6254 | 30.6265 | 202.2466 |  |  | 0
Growth | Greytown solar farm | Early stages | PELE | Solar | Solar | GYT | Wellington | 100 | 3600 | 0 | 23.5588 | 0 | 1143.1744 | 26.5784 | 140.8959 |  |  | 0
Growth | Helensville solar farm | Applied for consent | PELE | Solar | Solar | HPI | Auckland | 53 | 3600 | 0 | 23.5588 | 0 | 1222.3258 | 17.6644 | 82.4477 |  |  | 0
Growth | Hawke's Bay Airport solar farm | Announced | PELE | Solar | Solar | RDF | Hawke's Bay | 40 | 3600 | 0 | 23.5588 | 0 | 1383.5013 | 20.4449 | 75.785 | 2025 |  | 2025
Growth | Kaipara solar farm | Announced | PELE | Solar | Solar | HPI | Auckland | 70 | 3600 | 0 | 23.5588 | 0 | 1169.7925 | 34.57 | 116.4555 | 2026 |  | 2026
Growth | Karioi solar farm | Announced | PELE | Solar | Solar | TNG | Manawatū-Whanganui | 100 | 3600 | 0 | 23.5588 | 0 | 1161.9562 | 26.5069 | 142.7025 | 2026 |  | 2026
Growth | Kōwhai Park solar farm | Early stages | PELE | Solar | Solar | ISL | Canterbury | 150 | 3600 | 0 | 23.5588 | 0 | 1016.511 | 32.9777 | 185.4543 | 2025 |  | 2025
Growth | Lauriston solar farm | Under construction | PELE | Solar | Solar | ASB | Canterbury | 63 | 3600 | 0 | 23.5588 | 0 | 1530.9209 | 34.57 | 131.018 |  | 2024 | 2024
Growth | Clandeboye solar farm | Fully consented | PELE | Solar | Solar | TMK | Canterbury | 27 | 3600 | 0 | 23.5588 | 0 | 1238.973 | 17.28 | 50.7323 | 2026 |  | 2026
Growth | Lodestone Dargaville | Fully consented | PELE | Solar | Solar | MPE | Northland | 69 | 3600 | 0 | 23.5588 | 0 | 999.9355 | 14.3115 | 83.307 | 2025 |  | 2025
Growth | Dunsandel solar farm | Fully consented | PELE | Solar | Solar | NOR | Canterbury | 60 | 3600 | 0 | 23.5588 | 0 | 1130.3304 | 23.05 | 90.8698 | 2026 |  | 2026
Growth | Lodestone Kohira solar farm | Current | PELE | Solar | Solar | KTA | Northland | 32 | 3600 | 0 | 23.5588 | 0 | [5 empty] | 0
Growth | Mt Somers solar farm | Fully consented | PELE | Solar | Solar | ASB | Canterbury | 27 | 3600 | 0 | 23.5588 | 0 | 1238.973 | 17.28 | 50.7323 | 2026 |  | 2026
Growth | Lodestone Rangitaiki solar farm | Current | PELE | Solar | Solar | EDG | Bay of Plenty | 32 | 3600 | 0 | 23.5588 | 0 |  |  |  |  | 2024 | 2024
Growth | Lodestone Te Herenga o Te Rā solar farm | Under construction | PELE | Solar | Solar | WAI | Bay of Plenty | 30 | 3600 | 0 | 23.5588 | 0 | 1214.3078 | 18.44 | 54.8692 |  |  | 0
Growth | Lodestone Whitianga | Fully consented | PELE | Solar | Solar | KPU | Auckland | 31 | 3600 | 0 | 23.5588 | 0 | 1002.7356 | 14.3115 | 45.3963 | 2025 |  | 2025
Growth | Mangamaire solar farm | Fully consented | PELE | Solar | Solar | LTN | Manawatū-Whanganui | 50 | 3600 | 0 | 23.5588 | 0 | 1237.7902 | 17.6644 | 79.5539 |  |  | 0
Growth | Maniototo solar farm | Announced | PELE | Solar | Solar | NSY | Otago | 300 | 3600 | 0 | 20.4449 | 0 | 978.0394 | 38.2832 | 331.695 |  |  | 0
Growth | Maranga Rā solar farm | Fully consented | PELE | Solar | Solar | MDN | Northland | 26.7 | 3600 | 0 | 23.5588 | 0 | 1268.0754 | 17.8893 | 51.7469 |  |  | 0
Growth | Marton Solar Farm (Harmony) | Applied for consent | PELE | Solar | Solar | MTN | Manawatū-Whanganui | 73 | 3600 | 0 | 23.5588 | 0 | 1146.8235 | 23.33 | 107.0481 |  |  | 0
Growth | Marton Solar Farm (Energy Farms Ltd) | Applied for consent | PELE | Solar | Solar | MTN | Manawatū-Whanganui | 95 | 3600 | 0 | 23.5588 | 0 | 1076.9838 | 25.35 | 127.6635 |  |  | 0
Growth | Masterton Solar Farm (NZ Clearn Energy) | Early stages | PELE | Solar | Solar | MST | Wellington | 100 | 3600 | 0 | 23.5588 | 0 | 1095.3736 | 30.82 | 140.3574 |  |  | 0
Growth | Maungaturoto solar farm | Announced | PELE | Solar | Solar | MTO | Northland | 20 | 3600 | 0 | 23.5588 | 0 | 1619.9963 | 18.44 | 50.8399 |  |  | 0
Growth | Moroa Road solar farm | Applied for consent | PELE | Solar | Solar | GYT | Wellington | 175 | 3600 | 0 | 23.5588 | 0 | 1059.5451 | 28.8376 | 214.258 |  |  | 0
Growth | Naseby solar farm | Fully consented | PELE | Solar | Solar | NSY | Otago | 59 | 3600 | 0 | 23.5588 | 0 | 1396.5253 | 21.038 | 103.433 |  |  | 0
Growth | Ongaonga solar farm (Sky Solar) | Fully consented | PELE | Solar | Solar | WPW | Hawke's Bay | 70 | 3600 | 0 | 23.5588 | 0 | 1409.8412 | 36.6457 | 135.3346 |  | 2024 | 2024
Growth | Ongaonga solar (Helios) | Announced | PELE | Solar | Solar | WPW | Hawke's Bay | 100 | 3600 | 0 | 23.5588 | 0 | 945.0519 | 24.6157 | 119.1209 |  |  | 0
Growth | Ōpunake solar farm (Harmony Energy) | Applied for consent | PELE | Solar | Solar | OPK | Taranaki | 75 | 3600 | 0 | 23.5588 | 0 | 1160.3878 | 23.33 | 110.3591 |  |  | 0
Growth | Ōpunake solar farm (Energy Farms Ltd) | Applied for consent | PELE | Solar | Solar | OPK | Taranaki | 80 | 3600 | 0 | 23.5588 | 0 | 730.6341 | 20 | 78.4507 |  |  | 0
Growth | Palmerston North solar farm | Announced | PELE | Solar | Solar | BPE | Manawatū-Whanganui | 28 | 3600 | 0 | 23.5588 | 0 | 1315.8517 | 20.6187 | 57.4626 | 2024 |  | 2024
Growth | Pukenui solar farm | Under construction | PELE | Solar | Solar | KTA | Northland | 22 | 3600 | 0 | 23.5588 | 0 | 1228.337 | 17.28 | 44.3034 |  |  | 0
Growth | Rangiriri solar farm | Fully consented | PELE | Solar | Solar | MER | Waikato | 130 | 3600 | 0 | 23.5588 | 0 | 1146.2511 | 31.2194 | 180.2321 |  |  | 0
Growth | Rangitāiki solar (Stage 1) | Fully consented | PELE | Solar | Solar | RNG | Bay of Plenty | 150 | 3600 | 0 | 23.5588 | 0 | 1073.5409 | 28.81 | 189.8411 |  | 2024 | 2024
Growth | Rangitāiki solar (Stage 2) | Fully consented | PELE | Solar | Solar | RNG | Bay of Plenty | 150 | 3600 | 0 | 23.5588 | 0 | 1064.3209 | 0 | 159.6481 |  | 2026 | 2026
Growth | Rangitāiki solar (Stage 3) | Fully consented | PELE | Solar | Solar | RNG | Bay of Plenty | 100 | 3600 | 0 | 23.5588 | 0 | 1115.6148 | 0 | 111.5615 |  | 2027 | 2027
Growth | Ruakākā solar farm | Applied for consent | PELE | Solar | Solar | BRB | Northland | 120 | 3600 | 0 | 23.5588 | 0 | 1039.6467 | 23.849 | 148.6066 | 2024 |  | 2024
Growth | Skinner Road solar farm | Announced | PELE | Solar | Solar | SFD | Taranaki | 32 | 3600 | 0 | 20.4449 | 0 | 1199.3202 | 17.28 | 55.6582 |  |  | 0
Growth | Swannanoa solar farm | Announced | PELE | Solar | Solar | ISL | Canterbury | 130 | 3600 | 0 | 23.5588 | 0 | 1187.8373 | 41.2272 | 195.6461 | 2026 |  | 2026
Growth | Taranaki solar farm (Meridian) | Announced | PELE | Solar | Solar | HUI | Taranaki | 150 | 3600 | 0 | 23.5588 | 0 | 1155.1535 | 32.4563 | 205.7294 |  |  | 0
Growth | Tauhei solar farm | Fully consented | PELE | Solar | Solar | WHU | Waikato | 147 | 3600 | 0 | 23.5588 | 0 | 1091.5866 | 34.1635 | 194.6267 |  |  | 0
Growth | The Point solar farm | Applied for consent | PELE | Solar | Solar | OHC | Canterbury | 420 | 3600 | 0 | 20.4449 | 0 | 884.0009 | 28.81 | 400.0904 |  |  | 0
Growth | Three Streams solar farm | Applied for consent | PELE | Solar | Solar | SFD | Taranaki | 32 | 3600 | 0 | 20.4449 | 0 | 1200.7401 | 17.28 | 55.7037 |  |  | 0
Growth | Tikokino solar farm | Announced | PELE | Solar | Solar | WPW | Hawke's Bay | 43 | 3600 | 0 | 20.4449 | 0 | 1145.0191 | 17.28 | 66.5158 |  |  | 0
Growth | Twin Rivers solar farm | Fully consented | PELE | Solar | Solar | KTA | Northland | 24 | 3600 | 0 | 20.4449 | 0 | 1249.2083 | 24.2 | 54.181 |  | 2024 | 2024
Growth | Warenga solar farm | Fully consented | PELE | Solar | Solar | HLY | Waikato | 180 | 3600 | 0 | 23.5588 | 0 | 1108.171 | 43.5886 | 243.0594 |  |  | 0
Growth | Waiotahe solar farm | Fully consented | PELE | Solar | Solar | WAI | Bay of Plenty | 81 | 3600 | 0 | 23.5588 | 0 | 1077.7704 | 23.62 | 110.9194 |  |  | 0
Growth | Waipara solar farm | Announced | PELE | Solar | Solar | WPR | Canterbury | 144 | 3600 | 0 | 23.5588 | 0 | 1007.7936 | 29.96 | 175.0823 |  |  | 0
Growth | Wairarapa solar farm | Announced | PELE | Solar | Solar | MST | Wellington | 133 | 3600 | 0 | 23.5588 | 0 | 1105.7572 | 31.2194 | 178.2851 |  |  | 0
Growth | Waiterimu solar farm | Fully consented | PELE | Solar | Solar | WAT | Waikato | 140 | 3600 | 0 | 23.5588 | 0 | 1166.6364 | 29.4509 | 192.78 |  |  | 0
Growth | Wellsford solar farm | Fully consented | PELE | Solar | Solar | WEL | Northland | 76 | 3600 | 0 | 23.5588 | 0 | 1136.7613 | 24.77 | 111.1639 |  |  | 0
Growth | Generic solar (200MW+): 15 | Generic | PELE | Solar | Solar | WTU | Hawke's Bay | 200 | 3600 | 0 | 23.5588 | 0 | 1180.6253 | 33.83 | 269.9551 | 2025 |  | 2025
Growth | Generic solar (200MW+): 2 | Generic | PELE | Solar | Solar | OHC | Canterbury | 200 | 3600 | 0 | 23.5588 | 0 | 1081.8774 | 41.71 | 258.0855 | 2020 |  | 2020
Growth | Generic solar (200MW+): 29 | Generic | PELE | Solar | Solar | HAM | Waikato | 200 | 3600 | 0 | 23.5588 | 0 | 1197.5647 | 53.83 | 293.3429 | 2025 |  | 2025
Growth | Generic solar (200MW+): 33 | Generic | PELE | Solar | Solar | HWB | Otago | 200 | 3600 | 0 | 23.5588 | 0 | 1142.7924 | 44.6 | 273.1585 | 2025 |  | 2025
Growth | Generic solar (101-200MW): 35 | Generic | PELE | Solar | Solar | OAM | Otago | 120 | 3600 | 0 | 23.5588 | 0 | 1258.7147 | 28.84 | 179.8858 | 2025 |  | 2025
Growth | Generic solar (<100 MW): 40 | Generic | PELE | Solar | Solar | CUL | Canterbury | 60 | 3600 | 0 | 23.5588 | 0 | 1323.5245 | 16.17 | 95.5815 | 2025 |  | 2025
Growth | Generic solar (101-200MW): 42 | Generic | PELE | Solar | Solar | ARI | Waikato | 100 | 3600 | 0 | 23.5588 | 0 | 1255.2663 | 23.48 | 149.0066 | 2025 |  | 2025
Growth | Generic solar (200MW+): 43 | Generic | PELE | Solar | Solar | INV | Southland | 200 | 3600 | 0 | 23.5588 | 0 | 1182.0648 | 49.21 | 285.623 | 2025 |  | 2025
Growth | Generic solar (<100 MW): 46 | Generic | PELE | Solar | Solar | HIN | Waikato | 60 | 3600 | 0 | 23.5588 | 0 | 1323.5245 | 16.17 | 95.5815 | 2025 |  | 2025
Growth | Generic solar (101-200MW): 55 | Generic | PELE | Solar | Solar | TGA | Bay of Plenty | 180 | 3600 | 0 | 23.5588 | 0 | 1189.8173 | 68.51 | 282.6771 | 2030 |  | 2030
Growth | Generic solar (200MW+): 56 | Generic | PELE | Solar | Solar | SDN | Otago | 200 | 3600 | 0 | 23.5588 | 0 | 1204.1512 | 52.93 | 293.7602 | 2030 |  | 2030
Growth | Generic solar (101-200MW): 60 | Generic | PELE | Solar | Solar | PAK | Auckland | 140 | 3600 | 0 | 23.5588 | 0 | 1410.5364 | 73.91 | 271.3851 | 2030 |  | 2030
Growth | Generic solar (<100 MW): 62 | Generic | PELE | Solar | Solar | EDN | Southland | 60 | 3600 | 0 | 23.5588 | 0 | 1397.4942 | 20.2 | 104.0497 | 2030 |  | 2030
Growth | Generic solar (<100 MW): 67 | Generic | PELE | Solar | Solar | UHT | Wellington | 80 | 3600 | 0 | 23.5588 | 0 | 1685.5061 | 25.13 | 159.9705 | 2050 |  | 2050
Growth | Generic solar (200MW+): 75 | Generic | PELE | Solar | Solar | HLY | Waikato | 200 | 3600 | 0 | 23.5588 | 0 | 1180.4281 | 30.99 | 267.0756 | 2030 |  | 2030
Growth | Generic solar (<100 MW): 79 | Generic | PELE | Solar | Solar | ASY | Canterbury | 80 | 3600 | 0 | 23.5588 | 0 | 1301.3211 | 25.25 | 129.3557 | 2030 |  | 2030
Growth | Generic solar (200MW+): 81 | Generic | PELE | Solar | Solar | HAM | Waikato | 200 | 3600 | 0 | 23.5588 | 0 | 1199.3494 | 54.76 | 294.6299 | 2030 |  | 2030
Growth | Generic solar (101-200MW): 85 | Generic | PELE | Solar | Solar | CST | Taranaki | 140 | 3600 | 0 | 23.5588 | 0 | 1230.8182 | 52.56 | 224.8746 | 2040 |  | 2040
Growth | Generic solar (200MW+): 87 | Generic | PELE | Solar | Solar | OHC | Canterbury | 200 | 3600 | 0 | 23.5588 | 0 | 1083.4944 | 38.83 | 255.5289 | 2025 |  | 2025
Growth | Bream Bay Peaker | Current | PELE | DslPkr | Peaker, diesel-fired OCGT | BRB | Northland | 9 | 10906 | 16.7268 | 22.3809 | 3.1333 | [5 empty] | 0
Growth | Glenbrook cogeneration power plant | Current | ACHP | OthCog | Cogeneration, other | GLN | Auckland | 0 | 1000 | 11.3082 | 96.5911 | 0 | [5 empty] | 0
Growth | Whareroa cogeneration plant | Current | PCHP | GasCog | Cogeneration, gas-fired | HWA | Taranaki | 70 | 9300 | 5.6903 | 46.3166 | 1.3233 | [5 empty] | 0
Growth | Huntly Unit 1 (Coal) | Current | PELE | Coal | Coal | HLY | Waikato | 200 | 10900 | 13.6641 | 96.5911 | 0.88346 | [5 empty] | 0
Growth | Huntly Unit 1 (Gas) | Current | PELE | OCGT | Open cycle gas turbine | HLY | Waikato | 50 | 10900 | 11.3082 | 82.4558 | 1.3193 | [5 empty] | 0
Growth | Huntly Unit 2 (Coal) | Current | PELE | Coal | Coal | HLY | Waikato | 200 | 10900 | 13.6641 | 96.5911 | 0.88346 | [5 empty] | 0
Growth | Huntly Unit 2 (Gas) | Current | PELE | OCGT | Open cycle gas turbine | HLY | Waikato | 50 | 10900 | 11.3082 | 82.4558 | 1.3193 | [5 empty] | 0
Growth | Huntly Unit 5 (e3p) | Current | PELE | CCGT | Combined cycle gas turbine | HLY | Waikato | 403 | 7400 | 6.1253 | 48.2956 | 1.3193 | [5 empty] | 0
Growth | Huntly Unit 6 (P40) | Current | PELE | OCGT | Open cycle gas turbine | HLY | Waikato | 50.8 | 10525 | 11.426 | 22.3809 | 1.3193 | [5 empty] | 0
Growth | Junction Road power plant | Current | PELE | GasPkr | Peaker, gas-fired OCGT | NPL | Taranaki | 100 | 10500 | 11.0726 | 22.3809 | 1.3193 | [5 empty] | 0
Growth | Kapuni cogeneration plant | Current | PCHP | GasCog | Cogeneration, gas-fired | KPA | Taranaki | 25 | 9300 | 6.0075 | 48.2956 | 1.3193 | [5 empty] | 0
Growth | Kinleith cogeneration plant | Current | ACHP | OthCog | Cogeneration, other | KIN | Waikato | 39.6 | 12000 | 11.3082 | 82.4558 | 1.3193 | [5 empty] | 0
Growth | Mangahewa Power Station | Current | PELE | OCGT | Open cycle gas turbine | SFD | Taranaki | 9.6 | 11600 | 16.7268 | 11.7794 | 0 | [5 empty] | 0
Growth | Stratford Peaker | Current | PELE | GasPkr | Peaker, gas-fired OCGT | SFD | Taranaki | 210 | 8907 | 11.0726 | 22.3809 | 0.51829 | [5 empty] | 0
Growth | Taranaki Combined Cycle (TCC) | Current | PELE | CCGT | Combined cycle gas turbine | SFD | Taranaki | 380 | 7700 | 6.1253 | 48.2956 | 0.51829 | [5 empty] | 0
Growth | McKee power plant | Current | PELE | GasPkr | Peaker, gas-fired OCGT | SFD | Taranaki | 100 | 10500 | 11.0726 | 22.3809 | 1.3193 | [5 empty] | 0
Growth | Waikato Power Plant | Fully consented | PELE | OCGT | Open cycle gas turbine | HTI | Waikato | 360 | 11750 | 13.4285 | 5.4185 | 1.1779 | 1528.759 | 5.8897 | 556.2429 |  |  | 0
Growth | Whirinaki peaker plant | Current | PELE | DslPkr | Peaker, diesel-fired OCGT | WHI | Hawke's Bay | 155 | 11000 | 13.6641 | 27.0926 | 3.1333 | [5 empty] | 0
Growth | Castle Hill wind farm | Fully consented | PELE | Wind | Wind | MST | Wellington | 300 | 3600 | 0 | 48.0835 | 0 | 1979.752 | 66.6914 | 660.617 |  |  | 0
Growth | Generic wind #13 | Generic | PELE | Wind | Wind | WDV | Manawatū-Whanganui | 100 | 3600 | 0 | 50.0978 | 0 | 2198.0197 | 36.5515 | 256.3535 |  |  | 0
Growth | Hapuakohe Wind Farm | Early stages | PELE | Wind | Wind | OHW | Waikato | 230 | 3600 | 0 | 49.9447 | 0 | 2211.0744 | 82.5501 | 591.0972 | 2028 |  | 2028
Growth | Harapaki wind farm | Under construction | PELE | Wind | Wind | RDF | Hawke's Bay | 176 | 3600 | 0 | 41.2397 | 0 | 2479.8182 | 21.5183 | 457.9663 |  | 2024 | 2024
Growth | Project Huriwaka | Applied for consent | PELE | Wind | Wind | TNG | Manawatū-Whanganui | 250 | 3600 | 0 | 49.4735 | 0 | 2387.6534 | 42.4294 | 639.3428 | 2027 |  | 2027
Growth | Jericho Wind Farm | Announced | PELE | Wind | Wind | NMA | Southland | 35 | 3600 | 0 | 49.4735 | 0 | 2150.4932 | 17.6691 | 92.9364 | 2026 |  | 2026
Growth | Kaihiku wind farm | Early stages | PELE | Wind | Wind | KHK | Otago | 300 | 3600 | 0 | 49.4735 | 0 | 2958 | 42 | 929.4 | 2028 |  | 2028
Growth | Kaimai wind farm | Early stages | PELE | Wind | Wind | HAM | Waikato | 100 | 3600 | 0 | 48.5312 | 0 | 2261.1329 | 18.4112 | 244.5245 |  | 2025 | 2025
Growth | Kaiwaikawe | Fully consented | PELE | Wind | Wind | MPE | Northland | 73 | 3600 | 0 | 47.0823 | 0 | 2154.359 | 6.9381 | 164.2063 | 2024 |  | 2024
Growth | Kaiwera Downs wind (Stage 1) | Current | PELE | Wind | Wind | GOR | Southland | 43 | 3600 | 0 | 48.0129 | 0 | [5 empty] | 0
Growth | Kaiwera Downs wind (Stage 2) | Fully consented | PELE | Wind | Wind | GOR | Southland | 155 | 3600 | 0 | 48.0129 | 0 | 1891.4639 | 0 | 293.1769 |  |  | 0
Growth | Mahinerangi 1 | Current | PELE | Wind | Wind | HWB | Otago | 36 | 3600 | 0 | 49.4735 | 0 | [5 empty] | 0
Growth | Mahinerangi (Stage 2) | Fully consented | PELE | Wind | Wind | HWB | Otago | 138 | 3600 | 0 | 48.6136 | 0 | 2162.9737 | 47.3532 | 345.8436 |  |  | 0
Growth | Manawatū Wind (Meridian) | Announced | PELE | Wind | Wind | LTN | Manawatū-Whanganui | 200 | 3600 | 0 | 49.4735 | 0 | 2154.7712 | 57.9547 | 488.9089 |  |  | 0
Growth | Mill Creek | Current | PELE | Wind | Wind | WIL | Wellington | 60 | 3600 | 0 | 49.4735 | 0 | [5 empty] | 0
Growth | Mount Cass wind farm | Fully consented | PELE | Wind | Wind | WPR | Canterbury | 94.6 | 3600 | 0 | 47.2708 | 0 | 2217.9356 | 16.0084 | 225.8251 | 2025 |  | 2025
Growth | Mt Munro wind farm | Applied for consent | PELE | Wind | Wind | MGM | Manawatū-Whanganui | 60 | 3600 | 0 | 49.8269 | 0 | 2056.439 | 25.8911 | 149.2775 | 2025 |  | 2025
Growth | Ototoka Wind Farm | Announced | PELE | Wind | Wind | BRK | Manawatū-Whanganui | 150 | 3600 | 0 | 49.2379 | 0 | 2154.4886 | 57.9547 | 381.128 | 2029 |  | 2029
Growth | Pahiatua Wind Farm | Announced | PELE | Wind | Wind | MGM | Manawatū-Whanganui | 50 | 3600 | 0 | 49.4853 | 0 | 2161.1205 | 37.9532 | 146.0093 |  |  | 0
Growth | Project Hurunui Wind Farm | Generic | PELE | Wind | Wind | WPR | Canterbury | 76 | 3600 | 0 | 52.9013 | 0 | 2188.1706 | 46.2836 | 212.5846 |  |  | 0
Growth | Puketoi wind farm | Fully consented | PELE | Wind | Wind | BPE | Manawatū-Whanganui | 228 | 3600 | 0 | 51.4171 | 0 | 2051.7918 | 147.5606 | 615.3691 |  |  | 0
Growth | Southland Wind Farm | Applied for consent | PELE | Wind | Wind | GOR | Southland | 300 | 3600 | 0 | 49.4735 | 0 | 2866.2331 | 47.0234 | 906.8933 |  |  | 0
Growth | Tararua Stage 1 & 2 | Current | PELE | Wind | Wind | LTN | Manawatū-Whanganui | 68 | 3600 | 0 | 49.4735 | 0 | [5 empty] | 0
Growth | Tararua Stage 3 | Current | PELE | Wind | Wind | WDV | Manawatū-Whanganui | 93 | 3600 | 0 | 49.4735 | 0 | [5 empty] | 0
Growth | Taranaki Wind (Meridian) | Announced | PELE | Wind | Wind | OPK | Taranaki | 300 | 3600 | 0 | 48.1424 | 0 | 2154.7712 | 57.9547 | 704.386 |  |  | 0
Growth | Taumatatotara (Stage 1) | Fully consented | PELE | Wind | Wind | HTI | Waikato | 40 | 3600 | 0 | 49.4735 | 0 | 2503.1237 | 20.9084 | 121.0334 | 2025 |  | 2025
Growth | Te Āpiti | Current | PELE | Wind | Wind | WDV | Manawatū-Whanganui | 90.75 | 3600 | 0 | 49.4735 | 0 | [5 empty] | 0
Growth | Te Rere Hau | Current | PELE | Wind | Wind | LTN | Manawatū-Whanganui | 45.5 | 3600 | 0 | 49.4735 | 0 | [5 empty] | 0
Growth | Te Rere Hau (Expansion) | Applied for consent | PELE | Wind | Wind | LTN | Manawatū-Whanganui | 38 | 3600 | 0 | 49.4735 | 0 | 2580.3154 | 0 | 98.052 | 2024 |  | 2024
Growth | Te Rere Hau (Repower) | Fully consented | PELE | Wind | Wind | LTN | Manawatū-Whanganui | 124.5 | 3600 | 0 | 49.4735 | 0 | 4938 | 23.05 | 637.831 | 2024 |  | 2024
Growth | Te Uku | Current | PELE | Wind | Wind | HAM | Waikato | 64.4 | 3600 | 0 | 49.4735 | 0 | [5 empty] | 0
Growth | Turitea North | Current | PELE | Wind | Wind | LTN | Manawatū-Whanganui | 118.8 | 3600 | 0 | 54.1617 | 0 | [5 empty] | 0
Growth | Turitea South | Current | PELE | Wind | Wind | LTN | Manawatū-Whanganui | 102.6 | 3600 | 0 | 54.1617 | 0 | [5 empty] | 0
Growth | Waipipi | Current | PELE | Wind | Wind | WVY | Taranaki | 133 | 3600 | 0 | 49.4735 | 0 | [5 empty] | 0
Growth | Waiuku Wind Farm | Applied for consent | PELE | Wind | Wind | SWN | Auckland | 85 | 3600 | 0 | 49.4735 | 0 | 4166.6725 | 4.2347 | 358.4018 | 2027 |  | 2027
Growth | West Wind | Current | PELE | Wind | Wind | WIL | Wellington | 142.6 | 3600 | 0 | 49.4735 | 0 | [5 empty] | 0
Growth | White Hill | Current | PELE | Wind | Wind | TWI | Southland | 58 | 3600 | 0 | 49.4735 | 0 | [5 empty] | 0
Growth | Generic Wind #18 | Generic | PELE | Wind | Wind | MDN | Northland | 300 | 3600 | 0 | 50.3098 | 0 | 2102.1498 | 161.4485 | 792.0935 |  |  | 0
Growth | Generic Wind #20 | Generic | PELE | Wind | Wind | HLY | Waikato | 200 | 3600 | 0 | 48.9434 | 0 | 2187.2647 | 74.222 | 511.675 |  |  | 0
Growth | Generic Wind #21 | Generic | PELE | Wind | Wind | BLN | Marlborough | 50 | 3600 | 0 | 48.7903 | 0 | 2088.8783 | 11.5085 | 115.9524 |  |  | 0
Growth | Generic Wind #24 | Generic | PELE | Wind | Wind | WRK | Waikato | 300 | 3600 | 0 | 45.657 | 0 | 2083.2646 | 25.9854 | 650.9648 |  |  | 0
Growth | Generic Wind #26 | Generic | PELE | Wind | Wind | GLN | Auckland | 100 | 3600 | 0 | 51.7116 | 0 | 2151.1552 | 56.3645 | 271.48 |  |  | 0
Growth | Generic Wind #27 | Generic | PELE | Wind | Wind | TWC | Manawatū-Whanganui | 150 | 3600 | 0 | 47.8126 | 0 | 2077.3258 | 34.0189 | 345.6178 |  |  | 0
Growth | Generic Wind #32 | Generic | PELE | Wind | Wind | TUI | Hawke's Bay | 50 | 3600 | 0 | 47.1883 | 0 | 2145.1854 | 3.4514 | 110.7106 |  |  | 0
Growth | Generic Wind #37 | Generic | PELE | Wind | Wind | KOE | Northland | 75 | 3600 | 0 | 51.0284 | 0 | 2228.7517 | 36.5515 | 203.7079 |  |  | 0
Growth | Generic Wind #43 | Generic | PELE | Wind | Wind | TWI | Southland | 150 | 3600 | 0 | 48.0835 | 0 | 2216.27 | 25.9854 | 358.4259 |  |  | 0
Growth | Generic Wind #47 | Generic | PELE | Wind | Wind | ROX | Otago | 300 | 3600 | 0 | 46.7407 | 0 | 2127.8527 | 56.3762 | 694.732 |  |  | 0
Growth | Generic Wind #48 | Generic | PELE | Wind | Wind | TWC | Manawatū-Whanganui | 150 | 3600 | 0 | 46.5522 | 0 | 2168.7628 | 18.4112 | 343.7256 |  |  | 0
Growth | Generic Wind #49 | Generic | PELE | Wind | Wind | TWI | Southland | 100 | 3600 | 0 | 50.357 | 0 | 2127.7636 | 37.4585 | 250.2349 |  |  | 0
Growth | Generic Wind #51 | Generic | PELE | Wind | Wind | BLN | Marlborough | 75 | 3600 | 0 | 50.2156 | 0 | 2163.1182 | 34.3134 | 196.5473 |  |  | 0
Growth | Generic Wind #52 | Generic | PELE | Wind | Wind | TWI | Southland | 50 | 3600 | 0 | 52.6068 | 0 | 2229.4485 | 25.42 | 136.8924 |  |  | 0
Growth | Generic Wind #55 | Generic | PELE | Wind | Wind | TKU | Waikato | 150 | 3600 | 0 | 46.7171 | 0 | 2256.1309 | 24.5247 | 362.9444 |  |  | 0
Growth | Generic Wind #61 | Generic | PELE | Wind | Wind | WRK | Waikato | 10 | 3600 | 0 | 58.4141 | 0 | 2512.2963 | 8.7639 | 33.8868 |  |  | 0
Growth | Generic Wind #62 | Generic | PELE | Wind | Wind | WPT | West Coast | 75 | 3600 | 0 | 47.5417 | 0 | 2173.9313 | 27.6109 | 190.6558 |  |  | 0
Growth | Generic Wind #69 | Generic | PELE | Wind | Wind | WPR | Canterbury | 100 | 3600 | 0 | 53.5492 | 0 | 2264.2572 | 71.5245 | 297.9503 |  |  | 0
Growth | Generic Wind #70 | Generic | PELE | Wind | Wind | TUI | Hawke's Bay | 150 | 3600 | 0 | 56.765 | 0 | 2290.3549 | 188.9888 | 532.542 |  |  | 0
Growth | Generic Wind #71 | Generic | PELE | Wind | Wind | TKU | Waikato | 125 | 3600 | 0 | 52.7011 | 0 | 2347.0569 | 81.5017 | 374.8838 |  |  | 0
Growth | Generic Wind #72 | Generic | PELE | Wind | Wind | WVY | Taranaki | 100 | 3600 | 0 | 49.8269 | 0 | 2116.6021 | 29.2954 | 240.9556 |  |  | 0
Growth | Generic Wind #74 | Generic | PELE | Wind | Wind | WVY | Taranaki | 200 | 3600 | 0 | 48.0011 | 0 | 2308.3109 | 45.6334 | 507.2956 |  |  | 0
Growth | Generic Wind #75 | Generic | PELE | Wind | Wind | MDN | Northland | 100 | 3600 | 0 | 48.8845 | 0 | 2317.7071 | 19.6716 | 251.4423 |  |  | 0
Growth | Generic Wind #79 | Generic | PELE | Wind | Wind | GLN | Auckland | 150 | 3600 | 0 | 49.5442 | 0 | 2286.1195 | 59.8865 | 402.8044 |  |  | 0
Growth | Generic Wind #82 | Generic | PELE | Wind | Wind | TWC | Manawatū-Whanganui | 300 | 3600 | 0 | 45.7041 | 0 | 2123.0946 | 31.828 | 668.7563 |  |  | 0
Innovation | Generic OCGT peaker: 1 (Huntly) | Generic | PELE | GasPkr | Peaker, gas-fired OCGT | HLY | Waikato | 100 | 11750 | 13.4285 | 5.4185 | 2.6504 | 1213.0016 | 13.1929 | 134.4931 | 2025 |  | 2025
Innovation | Generic OCGT peaker: 2 (Stratford) | Generic | PELE | GasPkr | Peaker, gas-fired OCGT | SFD | Taranaki | 100 | 11750 | 13.4285 | 5.4185 | 2.6504 | 1213.0016 | 13.1929 | 134.4931 | 2025 |  | 2025
Innovation | Generic OCGT peaker: 3 (Otahuhu) | Generic | PELE | GasPkr | Peaker, gas-fired OCGT | OTA | Auckland | 100 | 11750 | 13.4285 | 5.4185 | 2.6504 | 1213.0016 | 13.1929 | 134.4931 | 2025 |  | 2025
Innovation | Generic OCGT peaker: 4 (Southdown) | Generic | PELE | GasPkr | Peaker, gas-fired OCGT | SWN | Auckland | 100 | 11750 | 13.4285 | 5.4185 | 2.6504 | 1213.0016 | 13.1929 | 134.4931 | 2025 |  | 2025
Innovation | Generic OCGT peaker: 5 (Marsden) | Generic | PELE | GasPkr | Peaker, gas-fired OCGT | MDN | Northland | 100 | 11750 | 13.4285 | 5.4185 | 2.6504 | 1213.0016 | 13.1929 | 134.4931 | 2030 |  | 2030
Innovation | Generic OCGT peaker: 6 (Huntly) | Generic | PELE | GasPkr | Peaker, gas-fired OCGT | HLY | Waikato | 100 | 11750 | 13.4285 | 5.4185 | 2.6504 | 1213.0016 | 13.1929 | 134.4931 | 2030 |  | 2030
Innovation | Generic OCGT peaker: 7 (Otahuhu) | Generic | PELE | GasPkr | Peaker, gas-fired OCGT | OTA | Auckland | 100 | 11750 | 13.4285 | 5.4185 | 2.6504 | 1213.0016 | 13.1929 | 134.4931 | 2035 |  | 2035
Innovation | Generic OCGT peaker: 8 (Huntly) | Generic | PELE | GasPkr | Peaker, gas-fired OCGT | HLY | Waikato | 100 | 11750 | 13.4285 | 5.4185 | 2.6504 | 1213.0016 | 13.1929 | 134.4931 | 2045 |  | 2045
Innovation | Generic Reciprocating Biogas: 1 (Halfway Bush) | Generic | PELE | BioRecip | Reciprocating Biogas engine | HWB | Otago | 10 | 11400 | 16.0123 | 21.1733 | 0 | 2169.2358 | 0.66167 | 22.354 | 2030 |  | 2030
Innovation | Generic Reciprocating Biogas: 2 (Christchurch) | Generic | PELE | BioRecip | Reciprocating Biogas engine | ISL | Canterbury | 10 | 11400 | 16.0123 | 21.1733 | 0 | 2169.2358 | 0.66167 | 22.354 | 2035 |  | 2035
Innovation | Te Ahi O Maui (KA22) | Current | PELE | Geo | Geothermal | KAW | Bay of Plenty | 25 | 12000 | 0 | 223.8087 | 0 | [5 empty] | 0
Innovation | Kawerau | Current | PELE | Geo | Geothermal | KAW | Bay of Plenty | 103 | 12000 | 0 | 223.8087 | 0 | [5 empty] | 0
Innovation | Mōkai | Current | PELE | Geo | Geothermal | WKM | Waikato | 113 | 12000 | 0 | 223.8087 | 0 | [5 empty] | 0
Innovation | Ngā Awa Pūrua | Current | PELE | Geo | Geothermal | WRK | Waikato | 140 | 12000 | 0 | 223.8087 | 0 | [5 empty] | 0
Innovation | Ngātamariki | Current | PELE | Geo | Geothermal | OKI | Waikato | 85 | 12000 | 0 | 123.6838 | 0 | [5 empty] | 0
Innovation | Ngātamariki expansion | Fully consented | PELE | Geo | Geothermal | WRK | Waikato | 46 | 12000 | 0 | 223.8087 | 0 | 4412.8824 | 17.5 | 220.4926 |  |  | 0
Innovation | Ngāwhā Stage 1 & 2 | Current | PELE | Geo | Geothermal | KOE | Northland | 28 | 12000 | 0 | 223.8087 | 0 | [5 empty] | 0
Innovation | Ngāwhā Stage 3 (OEC4) | Current | PELE | Geo | Geothermal | KOE | Northland | 32 | 12000 | 0 | 223.8087 | 0 | [5 empty] | 0
Innovation | Ngāwhā Stage 4 (OEC5) | Fully consented | PELE | Geo | Geothermal | KOE | Northland | 32 | 12000 | 0 | 223.8087 | 0 | 9190.2921 | 17.6691 | 311.7585 | 2026 |  | 2026
Innovation | Ōhaaki | Current | PELE | Geo | Geothermal | OKI | Waikato | 50 | 12000 | 0 | 223.8087 | 0 | [5 empty] | 0
Innovation | Poihipi Road | Current | PELE | Geo | Geothermal | PPI | Waikato | 50 | 12000 | 0 | 223.8087 | 0 | [5 empty] | 0
Innovation | Rotokawa | Current | PELE | Geo | Geothermal | WRK | Waikato | 34 | 12000 | 0 | 223.8087 | 0 | [5 empty] | 0
Innovation | Kawerau (TOPP1) | Current | PELE | Geo | Geothermal | KAW | Bay of Plenty | 21.5 | 12000 | 0 | 223.8087 | 0 | [5 empty] | 0
Innovation | Kawerau (TOPP2) | Under construction | PELE | Geo | Geothermal | KAW | Bay of Plenty | 49 | 12000 | 0 | 223.8087 | 0 | 6558.7729 | 17.6691 | 339.049 |  |  | 0
Innovation | Tāheke Geothermal Project | Applied for consent | PELE | Geo | Geothermal | KAW | Bay of Plenty | 35 | 12000 | 0 | 223.8087 | 0 | 6134.6555 | 17.6691 | 232.382 | 2030 |  | 2030
Innovation | Tauhara Stage 1 | Under construction | PELE | Geo | Geothermal | WRK | Waikato | 152 | 12000 | 0 | 223.8087 | 0 | 5289.7333 | 25 | 829.0395 |  | 2024 | 2024
Innovation | Tauhara Stage 1 expansion | Fully consented | PELE | Geo | Geothermal | WRK | Waikato | 22 | 12000 | 0 | 223.8087 | 0 | 5272.36 | 0 | 115.9919 | 2026 |  | 2026
Innovation | Te Huka (Binary) | Current | PELE | Geo | Geothermal | WRK | Waikato | 28 | 12000 | 0 | 251.4327 | 0 | [5 empty] | 0
Innovation | Te Huka Unit 3 | Under construction | PELE | Geo | Geothermal | WRK | Waikato | 51.4 | 12000 | 0 | 251.4327 | 0 | 5966.3846 | 17.6644 | 324.3366 |  | 2024 | 2024
Innovation | Te Mihi | Current | PELE | Geo | Geothermal | WRK | Waikato | 166 | 12000 | 0 | 223.8087 | 0 | [5 empty] | 0
Innovation | Te Mihi (expansion) | Fully consented | PELE | Geo | Geothermal | WRK | Waikato | 180 | 12000 | 0 | 223.8087 | 0 | 5576.3705 | 29.4485 | 1033.1952 |  |  | 0
Innovation | Wairākei Binary | Current | PELE | Geo | Geothermal | WRK | Waikato | 14.4 | 12000 | 0 | 223.8087 | 0 | [5 empty] | 0
Innovation | Wairākei C & D | Fully consented | PELE | Geo | Geothermal | WRK | Waikato | 40 | 12000 | 0 | 223.8087 | 0 | 5889.7027 | 3.2982 | 238.8863 |  |  | 0
Innovation | Wairākei A & B | Current | PELE | Geo | Geothermal | WRK | Waikato | 117 | 12000 | 0 | 223.8087 | 0 | [5 empty] | 0
Innovation | Ātiamuri Geothermal | Generic | PELE | Geo | Geothermal | WKM | Waikato | 5 | 12000 | 0 | 223.8087 | 0 | 9779.2035 | 32.3934 | 81.2894 | 2040 |  | 2040
Innovation | Mangakino generic geothermal | Generic | PELE | Geo | Geothermal | WKM | Waikato | 25 | 12000 | 0 | 223.8087 | 0 | 6134.6555 | 19.436 | 172.8024 | 2030 |  | 2030
Innovation | Mākai outflow | Generic | PELE | Geo | Geothermal | WKM | Waikato | 25 | 12000 | 0 | 223.8087 | 0 | 7811.7483 | 17.6691 | 212.9628 | 2030 |  | 2030
Innovation | Ngāwhā Expansion: Stage 5 | Generic | PELE | Geo | Geothermal | KOE | Northland | 25 | 12000 | 0 | 223.8087 | 0 | 7811.7483 | 17.6691 | 212.9628 |  |  | 0
Innovation | Ngāwhā Expansion: Stage 6 | Generic | PELE | Geo | Geothermal | KOE | Northland | 25 | 12000 | 0 | 223.8087 | 0 | 7811.7483 | 17.6691 | 212.9628 |  |  | 0
Innovation | Reporoa: Stage 1 | Generic | PELE | Geo | Geothermal | WRK | Waikato | 25 | 12000 | 0 | 223.8087 | 0 | 6134.6555 | 32.3934 | 185.7598 | 2030 |  | 2030
Innovation | Reporoa: Stage 2 | Generic | PELE | Geo | Geothermal | WRK | Waikato | 25 | 12000 | 0 | 223.8087 | 0 | 6134.6555 | 17.6691 | 171.0355 | 2040 |  | 2040
Innovation | Reporoa: Stage 3 | Generic | PELE | Geo | Geothermal | WRK | Waikato | 25 | 12000 | 0 | 223.8087 | 0 | 6134.6555 | 17.6691 | 171.0355 | 2050 |  | 2050
Innovation | Tāheke: Stage 2 | Generic | PELE | Geo | Geothermal | KAW | Bay of Plenty | 25 | 12000 | 0 | 223.8087 | 0 | 6134.6555 | 17.6691 | 171.0355 | 2040 |  | 2040
Innovation | Tāheke: Stage 3 | Generic | PELE | Geo | Geothermal | KAW | Bay of Plenty | 25 | 12000 | 0 | 223.8087 | 0 | 6134.6555 | 17.6691 | 171.0355 | 2050 |  | 2050
Innovation | Tauhara expansion: Stage 2 | Generic | PELE | Geo | Geothermal | WRK | Waikato | 76 | 12000 | 0 | 223.8087 | 0 | 4739.915 | 23.5588 | 383.7923 |  |  | 0
Innovation | Tauhara expansion: Stage 3 | Generic | PELE | Geo | Geothermal | WRK | Waikato | 30 | 12000 | 0 | 223.8087 | 0 | 5975.4568 | 17.6691 | 196.9328 |  |  | 0
Innovation | Tikitere (Stage 1) | Generic | PELE | Geo | Geothermal | ROT | Bay of Plenty | 50 | 12000 | 0 | 223.8087 | 0 | 5029.276 | 26.5037 | 277.9675 | 2030 |  | 2030
Innovation | Tokaanu Geothermal (Stage 2) | Generic | PELE | Geo | Geothermal | TKU | Waikato | 100 | 12000 | 0 | 223.8087 | 0 | 5125.396 | 23.5588 | 536.0984 | 2040 |  | 2040
Innovation | Bay of Plenty hydro schemes | Current | PELE | HydSC | Hydro, schedulable | TGA | Bay of Plenty | 147.6 | 3600 | 0 | 110.1778 | 0 | [5 empty] | 0
Innovation | Bunnythorpe hydro scheme | Current | PELE | HydSC | Hydro, schedulable | TKU | Waikato | 360 | 3600 | 0 | 67.4683 | 0 | [5 empty] | 0
Innovation | Coleridge | Current | PELE | HydSC | Hydro, schedulable | COL | Canterbury | 39.5 | 3600 | 0 | 76.0552 | 0 | [5 empty] | 0
Innovation | Clyde and Roxburgh hydro scheme | Current | PELE | HydSC | Hydro, schedulable | ROX | Otago | 752 | 3600 | 0 | 57.5934 | 0 | [5 empty] | 0
Innovation | Bay of Plenty hydro scheme (embedded) | Current | PELE | HydSC | Hydro, schedulable | TGA | Bay of Plenty | 25.3 | 3600 | 0 | 153.1326 | 0 | [5 empty] | 0
Innovation | Christchurch hydro scheme (embedded) | Current | PELE | HydSC | Hydro, schedulable | CUL | Canterbury | 26.8 | 3600 | 0 | 153.1326 | 0 | [5 empty] | 0
Innovation | Manapōuri | Current | PELE | HydSC | Hydro, schedulable | MAN | Southland | 800 | 3600 | 0 | 35.3391 | 0 | [5 empty] | 0
Innovation | Waikaremoana hydro scheme | Current | PELE | HydSC | Hydro, schedulable | TUI | Hawke's Bay | 138 | 3600 | 0 | 75.585 | 0 | [5 empty] | 0
Innovation | Cobb | Current | PELE | HydSC | Hydro, schedulable | STK | Nelson | 32 | 3600 | 0 | 76.4641 | 0 | [5 empty] | 0
Innovation | Patea | Current | PELE | HydSC | Hydro, schedulable | NPL | Taranaki | 33 | 3600 | 0 | 76.4028 | 0 | [5 empty] | 0
Innovation | Waikato River hydro scheme | Current | PELE | HydSC | Hydro, schedulable | WKM | Waikato | 1095.5 | 3600 | 0 | 67.4581 | 0 | [5 empty] | 0
Innovation | Waipori power scheme | Current | PELE | HydSC | Hydro, schedulable | BWK | Otago | 87 | 3600 | 0 | 98.974 | 0 | [5 empty] | 0
Innovation | Mangahao | Current | PELE | HydSC | Hydro, schedulable | MHO | Manawatū-Whanganui | 39 | 3600 | 0 | 76.0859 | 0 | [5 empty] | 0
Innovation | Waitaki hydro scheme | Current | PELE | HydSC | Hydro, schedulable | WTK | Canterbury | 1743 | 3600 | 0 | 61.3757 | 0 | [5 empty] | 0
Innovation | Arnold Valley hydro | Consent lapsed | PELE | HydPK | Hydro, peaking | DOB | West Coast | 46 | 3600 | 0 | 75.7076 | 0 | 5258.4727 | 7.94 | 249.8297 |  |  | 0
Innovation | Bush Stream hydro plant | Generic | PELE | HydRR | Hydro, run of river | HOR | Canterbury | 30 | 3600 | 0 | 76.5663 | 0 | 5043.3654 | 9.528 | 160.8289 |  |  | 0
Innovation | Clarence hydro: Waiau Diversions | Generic | PELE | HydRR | Hydro, run of river | CUL | Canterbury | 70 | 3600 | 0 | 74.4196 | 0 | 5043.3654 | 9.528 | 362.5636 |  |  | 0
Innovation | Clarence hydro: 54 | Generic | PELE | HydRR | Hydro, run of river | CUL | Canterbury | 270 | 3600 | 0 | 63.7167 | 0 | 5581.0344 | 18.659 | 1525.5383 |  |  | 0
Innovation | Clarence hydro: Conway | Generic | PELE | HydRR | Hydro, run of river | CUL | Canterbury | 300 | 3600 | 0 | 62.1117 | 0 | 5581.0344 | 18.659 | 1692.9693 |  |  | 0
Innovation | Clutha River - Beaumont Expansion | Potential | PELE | HydRR | Hydro, run of river | ROX | Otago | 185 | 3600 | 0 | 68.2657 | 0 | 5581.0344 | 18.659 | 1051.1503 |  |  | 0
Innovation | Clutha River - Luggate expansion | Potential | PELE | HydRR | Hydro, run of river | ROX | Otago | 80 | 3600 | 0 | 73.5711 | 0 | 5043.3654 | 9.528 | 412.9972 |  |  | 0
Innovation | Clutha River - Queensberry expansion | Potential | PELE | HydRR | Hydro, run of river | ROX | Otago | 110 | 3600 | 0 | 69.6048 | 0 | 5581.0344 | 18.659 | 632.5727 |  |  | 0
Innovation | Clutha River - Tuapeka expansion | Potential | PELE | HydRR | Hydro, run of river | ROX | Otago | 350 | 3600 | 0 | 59.4334 | 0 | 4588.184 | 28.4516 | 1634.316 |  |  | 0
Innovation | Hāwea Gates hydro plant | Consent lapsed | PELE | HydPK | Hydro, peaking | CML | Otago | 17 | 3600 | 0 | 153.1326 | 0 | 2957.2017 | 17.2033 | 67.4757 |  |  | 0
Innovation | Lake Pūkaki hydro plant | Consent lapsed | PELE | HydPK | Hydro, peaking | TWZ | Canterbury | 35 | 3600 | 0 | 76.3005 | 0 | 4044.0968 | 5.161 | 146.7044 |  |  | 0
Innovation | Mātakitaki River generic hydro plant | Generic | PELE | HydRR | Hydro, run of river | IGH | West Coast | 40 | 3600 | 0 | 76.0347 | 0 | 5043.3654 | 9.528 | 211.2626 |  |  | 0
Innovation | Ngākawau hydro scheme | Fully consented | PELE | HydRR | Hydro, run of river | WMG | West Coast | 24 | 3600 | 0 | 153.1326 | 0 | 4992.9245 | 7.94 | 127.7702 |  |  | 0
Innovation | Potts River hydro | Generic | PELE | HydRR | Hydro, run of river | HOR | Canterbury | 35 | 3600 | 0 | 76.3005 | 0 | 5043.3654 | 9.528 | 186.0458 |  |  | 0
Innovation | Rakaia River dam | Potential | PELE | HydRR | Hydro, run of river | ASB | Canterbury | 3 | 3600 | 0 | 153.1326 | 0 | 5344.82 | 8.4799 | 24.5144 |  |  | 0
Innovation | Taramakau | Generic | PELE | HydRR | Hydro, run of river | IGH | West Coast | 50 | 3600 | 0 | 75.493 | 0 | 5043.3654 | 9.528 | 261.6962 |  |  | 0
Innovation | Wairau Hydro Expansion | Potential | PELE | HydRR | Hydro, run of river | BLN | Marlborough | 72 | 3600 | 0 | 74.3174 | 0 | 4528.568 | 13.8817 | 339.9386 |  |  | 0
Innovation | Whitcombe River | Generic | PELE | HydRR | Hydro, run of river | IGH | West Coast | 30 | 3600 | 0 | 76.5663 | 0 | 5043.3654 | 9.528 | 160.8289 |  |  | 0
Innovation | Argyle Solar Farm - Northern Area | Applied for consent | PELE | Solar | Solar | ARG | Marlborough | 37 | 3600 | 0 | 23.5588 | 0 | 1778.1812 | 17.28 | 83.0727 |  |  | 0
Innovation | Argyle solar farm | Fully consented | PELE | Solar | Solar | ARG | Marlborough | 28 | 3600 | 0 | 20.4449 | 0 | 2099.993 | 17.28 | 76.0798 | 2026 |  | 2026
Innovation | Brookside solar farm | Fully consented | PELE | Solar | Solar | ISL | Canterbury | 50 | 3600 | 0 | 23.5588 | 0 | 1110.7865 | 23.05 | 78.5893 |  |  | 0
Innovation | Dannevirke Solar Farm | Early stages | PELE | Solar | Solar | DVK | Manawatū-Whanganui | 65 | 3600 | 0 | 23.5588 | 0 | 1029.6638 | 23.62 | 90.5481 |  |  | 0
Innovation | Edgecumbe solar (Helios) | Fully consented | PELE | Solar | Solar | EDG | Bay of Plenty | 115 | 3600 | 0 | 23.5588 | 0 | 1143.0897 | 25.5562 | 157.0115 | 2025 |  | 2025
Innovation | Edgecumbe solar farm (FNSF) | Fully consented | PELE | Solar | Solar | EDG | Bay of Plenty | 38 | 3600 | 0 | 23.5588 | 0 | 1158.6009 | 19.01 | 63.0368 |  |  | 0
Innovation | Greytown Solar Farm (FNSF) | Applied for consent | PELE | Solar | Solar | GYT | Wellington | 175 | 3600 | 0 | 23.5588 | 0 | 892.0125 | 28.84 | 184.9422 |  |  | 0
Innovation | Marton solar farm | Fully consented | PELE | Solar | Solar | MTN | Manawatū-Whanganui | 41 | 3600 | 0 | 23.5588 | 0 | 1150.5857 | 17.86 | 65.034 |  |  | 0
Innovation | Ohau A solar plant | Announced | PELE | Solar | Solar | OHA | Canterbury | 278 | 3600 | 0 | 23.5588 | 0 | 795.5235 | 29.38 | 250.5355 |  |  | 0
Innovation | Tasman District solar farm | Announced | PELE | Solar | Solar | STK | Nelson | 130 | 3600 | 0 | 23.5588 | 0 | 864.0586 | 31.69 | 144.0176 |  |  | 0
Innovation | Waitara solar farm | Applied for consent | PELE | Solar | Solar | MNI | Taranaki | 72 | 3600 | 0 | 23.5588 | 0 | 927.7768 | 24.77 | 91.5699 |  |  | 0
Innovation | Foxton solar farm | Under construction | PELE | Solar | Solar | BPE | Manawatū-Whanganui | 42 | 3600 | 0 | 23.5588 | 0 | 1249.2318 | 17.6644 | 70.1322 | 2025 |  | 2025
Innovation | Glorit solar farm | Early stages | PELE | Solar | Solar | WEL | Northland | 160 | 3600 | 0 | 23.5588 | 0 | 924.6771 | 30.6265 | 178.5749 |  |  | 0
Innovation | Greytown solar farm | Early stages | PELE | Solar | Solar | GYT | Wellington | 100 | 3600 | 0 | 23.5588 | 0 | 985.4951 | 26.5784 | 125.1279 |  |  | 0
Innovation | Helensville solar farm | Applied for consent | PELE | Solar | Solar | HPI | Auckland | 53 | 3600 | 0 | 23.5588 | 0 | 1053.7291 | 17.6644 | 73.5121 |  |  | 0
Innovation | Hawke's Bay Airport solar farm | Announced | PELE | Solar | Solar | RDF | Hawke's Bay | 40 | 3600 | 0 | 23.5588 | 0 | 1192.6735 | 20.4449 | 68.1519 | 2025 |  | 2025
Innovation | Kaipara solar farm | Announced | PELE | Solar | Solar | HPI | Auckland | 70 | 3600 | 0 | 23.5588 | 0 | 1008.4418 | 34.57 | 105.1609 | 2026 |  | 2026
Innovation | Karioi solar farm | Announced | PELE | Solar | Solar | TNG | Manawatū-Whanganui | 100 | 3600 | 0 | 23.5588 | 0 | 1001.6863 | 26.5069 | 126.6755 | 2026 |  | 2026
Innovation | Kōwhai Park solar farm | Early stages | PELE | Solar | Solar | ISL | Canterbury | 150 | 3600 | 0 | 23.5588 | 0 | 876.3026 | 32.9777 | 164.4231 | 2025 |  | 2025
Innovation | Lauriston solar farm | Under construction | PELE | Solar | Solar | ASB | Canterbury | 63 | 3600 | 0 | 23.5588 | 0 | 1530.9209 | 34.57 | 131.018 |  | 2024 | 2024
Innovation | Clandeboye solar farm | Fully consented | PELE | Solar | Solar | TMK | Canterbury | 27 | 3600 | 0 | 23.5588 | 0 | 1238.973 | 17.28 | 50.7323 | 2026 |  | 2026
Innovation | Lodestone Dargaville | Fully consented | PELE | Solar | Solar | MPE | Northland | 69 | 3600 | 0 | 23.5588 | 0 | 999.9355 | 14.3115 | 83.307 | 2025 |  | 2025
Innovation | Dunsandel solar farm | Fully consented | PELE | Solar | Solar | NOR | Canterbury | 60 | 3600 | 0 | 23.5588 | 0 | 1130.3304 | 23.05 | 90.8698 | 2026 |  | 2026
Innovation | Lodestone Kohira solar farm | Current | PELE | Solar | Solar | KTA | Northland | 32 | 3600 | 0 | 23.5588 | 0 | [5 empty] | 0
Innovation | Mt Somers solar farm | Fully consented | PELE | Solar | Solar | ASB | Canterbury | 27 | 3600 | 0 | 23.5588 | 0 | 1238.973 | 17.28 | 50.7323 | 2026 |  | 2026
Innovation | Lodestone Rangitaiki solar farm | Current | PELE | Solar | Solar | EDG | Bay of Plenty | 32 | 3600 | 0 | 23.5588 | 0 |  |  |  |  | 2024 | 2024
Innovation | Lodestone Te Herenga o Te Rā solar farm | Under construction | PELE | Solar | Solar | WAI | Bay of Plenty | 30 | 3600 | 0 | 23.5588 | 0 | 1214.3078 | 18.44 | 54.8692 |  |  | 0
Innovation | Lodestone Whitianga | Fully consented | PELE | Solar | Solar | KPU | Auckland | 31 | 3600 | 0 | 23.5588 | 0 | 1002.7356 | 14.3115 | 45.3963 | 2025 |  | 2025
Innovation | Mangamaire solar farm | Fully consented | PELE | Solar | Solar | LTN | Manawatū-Whanganui | 50 | 3600 | 0 | 23.5588 | 0 | 1237.7902 | 17.6644 | 79.5539 |  |  | 0
Innovation | Maniototo solar farm | Announced | PELE | Solar | Solar | NSY | Otago | 300 | 3600 | 0 | 20.4449 | 0 | 843.1374 | 38.2832 | 291.2244 |  |  | 0
Innovation | Maranga Rā solar farm | Fully consented | PELE | Solar | Solar | MDN | Northland | 26.7 | 3600 | 0 | 23.5588 | 0 | 1268.0754 | 17.8893 | 51.7469 |  |  | 0
Innovation | Marton Solar Farm (Harmony) | Applied for consent | PELE | Solar | Solar | MTN | Manawatū-Whanganui | 73 | 3600 | 0 | 23.5588 | 0 | 988.6409 | 23.33 | 95.5008 |  |  | 0
Innovation | Marton Solar Farm (Energy Farms Ltd) | Applied for consent | PELE | Solar | Solar | MTN | Manawatū-Whanganui | 95 | 3600 | 0 | 23.5588 | 0 | 928.4343 | 25.35 | 113.5513 |  |  | 0
Innovation | Masterton Solar Farm (NZ Clearn Energy) | Early stages | PELE | Solar | Solar | MST | Wellington | 100 | 3600 | 0 | 23.5588 | 0 | 944.2875 | 30.82 | 125.2488 |  |  | 0
Innovation | Maungaturoto solar farm | Announced | PELE | Solar | Solar | MTO | Northland | 20 | 3600 | 0 | 23.5588 | 0 | 1396.5485 | 18.44 | 46.371 |  |  | 0
Innovation | Moroa Road solar farm | Applied for consent | PELE | Solar | Solar | GYT | Wellington | 175 | 3600 | 0 | 23.5588 | 0 | 913.4009 | 28.8376 | 188.6828 |  |  | 0
Innovation | Naseby solar farm | Fully consented | PELE | Solar | Solar | NSY | Otago | 59 | 3600 | 0 | 23.5588 | 0 | 1396.5253 | 21.038 | 103.433 |  |  | 0
Innovation | Ongaonga solar farm (Sky Solar) | Fully consented | PELE | Solar | Solar | WPW | Hawke's Bay | 70 | 3600 | 0 | 23.5588 | 0 | 1409.8412 | 36.6457 | 135.3346 |  | 2024 | 2024
Innovation | Ongaonga solar (Helios) | Announced | PELE | Solar | Solar | WPW | Hawke's Bay | 100 | 3600 | 0 | 23.5588 | 0 | 814.6999 | 24.6157 | 106.0857 |  |  | 0
Innovation | Ōpunake solar farm (Harmony Energy) | Applied for consent | PELE | Solar | Solar | OPK | Taranaki | 75 | 3600 | 0 | 23.5588 | 0 | 1000.3343 | 23.33 | 98.3551 |  |  | 0
Innovation | Ōpunake solar farm (Energy Farms Ltd) | Applied for consent | PELE | Solar | Solar | OPK | Taranaki | 80 | 3600 | 0 | 23.5588 | 0 | 629.857 | 20 | 70.3886 |  |  | 0
Innovation | Palmerston North solar farm | Announced | PELE | Solar | Solar | BPE | Manawatū-Whanganui | 28 | 3600 | 0 | 23.5588 | 0 | 1134.3549 | 20.6187 | 52.3807 | 2024 |  | 2024
Innovation | Pukenui solar farm | Under construction | PELE | Solar | Solar | KTA | Northland | 22 | 3600 | 0 | 23.5588 | 0 | 1228.337 | 17.28 | 44.3034 |  |  | 0
Innovation | Rangiriri solar farm | Fully consented | PELE | Solar | Solar | MER | Waikato | 130 | 3600 | 0 | 23.5588 | 0 | 1146.2511 | 31.2194 | 180.2321 |  |  | 0
Innovation | Rangitāiki solar (Stage 1) | Fully consented | PELE | Solar | Solar | RNG | Bay of Plenty | 150 | 3600 | 0 | 23.5588 | 0 | 1073.5409 | 28.81 | 189.8411 |  | 2024 | 2024
Innovation | Rangitāiki solar (Stage 2) | Fully consented | PELE | Solar | Solar | RNG | Bay of Plenty | 150 | 3600 | 0 | 23.5588 | 0 | 1064.3209 | 0 | 159.6481 |  | 2026 | 2026
Innovation | Rangitāiki solar (Stage 3) | Fully consented | PELE | Solar | Solar | RNG | Bay of Plenty | 100 | 3600 | 0 | 23.5588 | 0 | 1115.6148 | 0 | 111.5615 |  | 2027 | 2027
Innovation | Ruakākā solar farm | Applied for consent | PELE | Solar | Solar | BRB | Northland | 120 | 3600 | 0 | 23.5588 | 0 | 896.2471 | 23.849 | 131.3987 | 2024 |  | 2024
Innovation | Skinner Road solar farm | Announced | PELE | Solar | Solar | SFD | Taranaki | 32 | 3600 | 0 | 20.4449 | 0 | 1033.8968 | 17.28 | 50.3647 |  |  | 0
Innovation | Swannanoa solar farm | Announced | PELE | Solar | Solar | ISL | Canterbury | 130 | 3600 | 0 | 23.5588 | 0 | 1023.9977 | 41.2272 | 174.3469 | 2026 |  | 2026
Innovation | Taranaki solar farm (Meridian) | Announced | PELE | Solar | Solar | HUI | Taranaki | 150 | 3600 | 0 | 23.5588 | 0 | 995.8219 | 32.4563 | 181.8296 |  |  | 0
Innovation | Tauhei solar farm | Fully consented | PELE | Solar | Solar | WHU | Waikato | 147 | 3600 | 0 | 23.5588 | 0 | 1091.5866 | 34.1635 | 194.6267 |  |  | 0
Innovation | The Point solar farm | Applied for consent | PELE | Solar | Solar | OHC | Canterbury | 420 | 3600 | 0 | 20.4449 | 0 | 762.0697 | 28.81 | 348.8793 |  |  | 0
Innovation | Three Streams solar farm | Applied for consent | PELE | Solar | Solar | SFD | Taranaki | 32 | 3600 | 0 | 20.4449 | 0 | 1035.1208 | 17.28 | 50.4039 |  |  | 0
Innovation | Tikokino solar farm | Announced | PELE | Solar | Solar | WPW | Hawke's Bay | 43 | 3600 | 0 | 20.4449 | 0 | 987.0854 | 17.28 | 59.7247 |  |  | 0
Innovation | Twin Rivers solar farm | Fully consented | PELE | Solar | Solar | KTA | Northland | 24 | 3600 | 0 | 20.4449 | 0 | 1249.2083 | 24.2 | 54.181 |  | 2024 | 2024
Innovation | Warenga solar farm | Fully consented | PELE | Solar | Solar | HLY | Waikato | 180 | 3600 | 0 | 23.5588 | 0 | 1108.171 | 43.5886 | 243.0594 |  |  | 0
Innovation | Waiotahe solar farm | Fully consented | PELE | Solar | Solar | WAI | Bay of Plenty | 81 | 3600 | 0 | 23.5588 | 0 | 1077.7704 | 23.62 | 110.9194 |  |  | 0
Innovation | Waipara solar farm | Announced | PELE | Solar | Solar | WPR | Canterbury | 144 | 3600 | 0 | 23.5588 | 0 | 868.7876 | 29.96 | 155.0654 |  |  | 0
Innovation | Wairarapa solar farm | Announced | PELE | Solar | Solar | MST | Wellington | 133 | 3600 | 0 | 23.5588 | 0 | 953.2389 | 31.2194 | 158.0002 |  |  | 0
Innovation | Waiterimu solar farm | Fully consented | PELE | Solar | Solar | WAT | Waikato | 140 | 3600 | 0 | 23.5588 | 0 | 1166.6364 | 29.4509 | 192.78 |  |  | 0
Innovation | Wellsford solar farm | Fully consented | PELE | Solar | Solar | WEL | Northland | 76 | 3600 | 0 | 23.5588 | 0 | 1136.7613 | 24.77 | 111.1639 |  |  | 0
Innovation | Generic solar (101-200MW): 10 | Generic | PELE | Solar | Solar | BLN | Marlborough | 140 | 3600 | 0 | 23.5588 | 0 | 1055.2192 | 42.97 | 190.7007 | 2020 |  | 2020
Innovation | Generic solar (200MW+): 12 | Generic | PELE | Solar | Solar | TWH | Waikato | 200 | 3600 | 0 | 23.5588 | 0 | 1013.6749 | 39.69 | 242.425 | 2020 |  | 2020
Innovation | Generic solar (200MW+): 13 | Generic | PELE | Solar | Solar | ASB | Canterbury | 200 | 3600 | 0 | 23.5588 | 0 | 1014.7204 | 44.28 | 247.2241 | 2020 |  | 2020
Innovation | Generic solar (200MW+): 14 | Generic | PELE | Solar | Solar | GLN | Auckland | 200 | 3600 | 0 | 23.5588 | 0 | 1020.4749 | 32.39 | 236.485 | 2025 |  | 2025
Innovation | Generic solar (200MW+): 15 | Generic | PELE | Solar | Solar | WTU | Hawke's Bay | 200 | 3600 | 0 | 23.5588 | 0 | 1017.7804 | 33.83 | 237.3861 | 2025 |  | 2025
Innovation | Generic solar (200MW+): 16 | Generic | PELE | Solar | Solar | RDF | Hawke's Bay | 200 | 3600 | 0 | 23.5588 | 0 | 1016.9984 | 33.45 | 236.8497 | 2025 |  | 2025
Innovation | Generic solar (200MW+): 17 | Generic | PELE | Solar | Solar | ISL | Canterbury | 200 | 3600 | 0 | 23.5588 | 0 | 1034.9164 | 61.03 | 268.0133 | 2025 |  | 2025
Innovation | Generic solar (200MW+): 18 | Generic | PELE | Solar | Solar | ISL | Canterbury | 200 | 3600 | 0 | 23.5588 | 0 | 1029.6209 | 62.58 | 268.5042 | 2025 |  | 2025
Innovation | Generic solar (200MW+): 19 | Generic | PELE | Solar | Solar | ISL | Canterbury | 200 | 3600 | 0 | 23.5588 | 0 | 1033.9134 | 61.21 | 267.9927 | 2025 |  | 2025
Innovation | Generic solar (200MW+): 2 | Generic | PELE | Solar | Solar | OHC | Canterbury | 200 | 3600 | 0 | 23.5588 | 0 | 932.6529 | 41.71 | 228.2406 | 2020 |  | 2020
Innovation | Generic solar (200MW+): 21 | Generic | PELE | Solar | Solar | SVL | Auckland | 200 | 3600 | 0 | 23.5588 | 0 | 1015.7744 | 47.69 | 250.8449 | 2025 |  | 2025
Innovation | Generic solar (101-200MW): 23 | Generic | PELE | Solar | Solar | LTN | Manawatū-Whanganui | 160 | 3600 | 0 | 23.5588 | 0 | 1040.3353 | 41.71 | 208.1637 | 2025 |  | 2025
Innovation | Generic solar (200MW+): 25 | Generic | PELE | Solar | Solar | HLY | Waikato | 200 | 3600 | 0 | 23.5588 | 0 | 1010.9549 | 42.48 | 244.671 | 2025 |  | 2025
Innovation | Generic solar (101-200MW): 26 | Generic | PELE | Solar | Solar | BPE | Manawatū-Whanganui | 160 | 3600 | 0 | 23.5588 | 0 | 1038.0743 | 41.62 | 207.7119 | 2025 |  | 2025
Innovation | Generic solar (200MW+): 28 | Generic | PELE | Solar | Solar | BRY | Canterbury | 200 | 3600 | 0 | 23.5588 | 0 | 1028.4139 | 79.1 | 284.7828 | 2025 |  | 2025
Innovation | Generic solar (200MW+): 29 | Generic | PELE | Solar | Solar | HAM | Waikato | 200 | 3600 | 0 | 23.5588 | 0 | 1032.3834 | 53.83 | 260.3067 | 2025 |  | 2025
Innovation | Generic solar (200MW+): 3 | Generic | PELE | Solar | Solar | OHB | Canterbury | 200 | 3600 | 0 | 23.5588 | 0 | 937.1494 | 41.92 | 229.3499 | 2020 |  | 2020
Innovation | Generic solar (101-200MW): 30 | Generic | PELE | Solar | Solar | HUI | Taranaki | 120 | 3600 | 0 | 23.5588 | 0 | 1074.4229 | 23.93 | 152.8607 | 2025 |  | 2025
Innovation | Generic solar (101-200MW): 31 | Generic | PELE | Solar | Solar | KPU | Auckland | 120 | 3600 | 0 | 23.5588 | 0 | 1069.4929 | 25.95 | 154.2891 | 2025 |  | 2025
Innovation | Generic solar (200MW+): 33 | Generic | PELE | Solar | Solar | HWB | Otago | 200 | 3600 | 0 | 23.5588 | 0 | 985.1659 | 44.6 | 241.6332 | 2025 |  | 2025
Innovation | Generic solar (101-200MW): 35 | Generic | PELE | Solar | Solar | OAM | Otago | 120 | 3600 | 0 | 23.5588 | 0 | 1085.0989 | 28.84 | 159.0519 | 2025 |  | 2025
Innovation | Generic solar (101-200MW): 36 | Generic | PELE | Solar | Solar | TMK | Canterbury | 100 | 3600 | 0 | 23.5588 | 0 | 1081.4291 | 24.3 | 132.4429 | 2025 |  | 2025
Innovation | Generic solar (101-200MW): 38 | Generic | PELE | Solar | Solar | WRK | Waikato | 100 | 3600 | 0 | 23.5588 | 0 | 1081.2846 | 31.72 | 139.8485 | 2025 |  | 2025
Innovation | Generic solar (200MW+): 39 | Generic | PELE | Solar | Solar | HEN | Auckland | 200 | 3600 | 0 | 23.5588 | 0 | 1073.2429 | 73.72 | 288.3686 | 2025 |  | 2025
Innovation | Generic solar (<100 MW): 40 | Generic | PELE | Solar | Solar | CUL | Canterbury | 60 | 3600 | 0 | 23.5588 | 0 | 1140.9694 | 16.17 | 84.6282 | 2025 |  | 2025
Innovation | Generic solar (<100 MW): 41 | Generic | PELE | Solar | Solar | ASY | Canterbury | 80 | 3600 | 0 | 23.5588 | 0 | 1139.8655 | 25.28 | 116.4692 | 2025 |  | 2025
Innovation | Generic solar (101-200MW): 42 | Generic | PELE | Solar | Solar | ARI | Waikato | 100 | 3600 | 0 | 23.5588 | 0 | 1082.1261 | 23.48 | 131.6926 | 2025 |  | 2025
Innovation | Generic solar (200MW+): 43 | Generic | PELE | Solar | Solar | INV | Southland | 200 | 3600 | 0 | 23.5588 | 0 | 1019.0214 | 49.21 | 253.0143 | 2025 |  | 2025
Innovation | Generic solar (101-200MW): 45 | Generic | PELE | Solar | Solar | FKN | Otago | 120 | 3600 | 0 | 23.5588 | 0 | 1038.1449 | 46.14 | 170.7174 | 2025 |  | 2025
Innovation | Generic solar (<100 MW): 46 | Generic | PELE | Solar | Solar | HIN | Waikato | 60 | 3600 | 0 | 23.5588 | 0 | 1140.9694 | 16.17 | 84.6282 | 2025 |  | 2025
Innovation | Generic solar (101-200MW): 47 | Generic | PELE | Solar | Solar | CST | Taranaki | 140 | 3600 | 0 | 23.5588 | 0 | 1065.2577 | 50.37 | 199.5061 | 2025 |  | 2025
Innovation | Generic solar (101-200MW): 48 | Generic | PELE | Solar | Solar | NMA | Southland | 120 | 3600 | 0 | 23.5588 | 0 | 1065.2599 | 27.97 | 155.8012 | 2025 |  | 2025
Innovation | Generic solar (200MW+): 49 | Generic | PELE | Solar | Solar | PRM | Wellington | 200 | 3600 | 0 | 23.5588 | 0 | 1035.9534 | 76.7 | 283.8907 | 2025 |  | 2025
Innovation | Generic solar (200MW+): 51 | Generic | PELE | Solar | Solar | CPK | Wellington | 200 | 3600 | 0 | 23.5588 | 0 | 1010.9549 | 84.29 | 286.481 | 2025 |  | 2025
Innovation | Generic solar (200MW+): 54 | Generic | PELE | Solar | Solar | TAK | Auckland | 200 | 3600 | 0 | 23.5588 | 0 | 1132.2584 | 45.79 | 272.2417 | 2030 |  | 2030
Innovation | Generic solar (101-200MW): 55 | Generic | PELE | Solar | Solar | TGA | Bay of Plenty | 180 | 3600 | 0 | 23.5588 | 0 | 1025.7046 | 68.51 | 253.1368 | 2030 |  | 2030
Innovation | Generic solar (200MW+): 56 | Generic | PELE | Solar | Solar | SDN | Otago | 200 | 3600 | 0 | 23.5588 | 0 | 1038.0614 | 52.93 | 260.5423 | 2030 |  | 2030
Innovation | Generic solar (101-200MW): 57 | Generic | PELE | Solar | Solar | ROT | Bay of Plenty | 120 | 3600 | 0 | 23.5588 | 0 | 1069.3824 | 43.09 | 171.4159 | 2030 |  | 2030
Innovation | Generic solar (<100 MW): 58 | Generic | PELE | Solar | Solar | BAL | Otago | 60 | 3600 | 0 | 23.5588 | 0 | 1139.0399 | 18.72 | 87.0624 | 2030 |  | 2030
Innovation | Generic solar (200MW+): 6 | Generic | PELE | Solar | Solar | AVI | Canterbury | 200 | 3600 | 0 | 23.5588 | 0 | 942.5044 | 29.31 | 217.8109 | 2020 |  | 2020
Innovation | Generic solar (101-200MW): 60 | Generic | PELE | Solar | Solar | PAK | Auckland | 140 | 3600 | 0 | 23.5588 | 0 | 1215.9797 | 73.91 | 244.1472 | 2030 |  | 2030
Innovation | Generic solar (<100 MW): 61 | Generic | PELE | Solar | Solar | DOB | West Coast | 40 | 3600 | 0 | 23.5588 | 0 | 1192.5467 | 23.77 | 71.4719 | 2030 |  | 2030
Innovation | Generic solar (<100 MW): 62 | Generic | PELE | Solar | Solar | EDN | Southland | 60 | 3600 | 0 | 23.5588 | 0 | 1204.7364 | 20.2 | 92.4842 | 2030 |  | 2030
Innovation | Generic solar (<100 MW): 63 | Generic | PELE | Solar | Solar | WEL | Northland | 60 | 3600 | 0 | 23.5588 | 0 | 1140.7484 | 59.78 | 128.2249 | 2040 |  | 2040
Innovation | Generic solar (101-200MW): 65 | Generic | PELE | Solar | Solar | HEP | Auckland | 160 | 3600 | 0 | 23.5588 | 0 | 1493.9803 | 62.16 | 301.1969 | 2045 |  | 2045
Innovation | Generic solar (<100 MW): 67 | Generic | PELE | Solar | Solar | UHT | Wellington | 80 | 3600 | 0 | 23.5588 | 0 | 1453.0225 | 25.13 | 141.3718 | 2050 |  | 2050
Innovation | Generic solar (200MW+): 69 | Generic | PELE | Solar | Solar | OHC | Canterbury | 200 | 3600 | 0 | 23.5588 | 0 | 931.4799 | 38.84 | 225.136 | 2020 |  | 2020
Innovation | Generic solar (200MW+): 7 | Generic | PELE | Solar | Solar | KAW | Bay of Plenty | 200 | 3600 | 0 | 23.5588 | 0 | 1018.1459 | 36.62 | 240.2492 | 2020 |  | 2020
Innovation | Generic solar (200MW+): 71 | Generic | PELE | Solar | Solar | GLN | Auckland | 200 | 3600 | 0 | 23.5588 | 0 | 1022.1664 | 32.97 | 237.4033 | 2025 |  | 2025
Innovation | Generic solar (200MW+): 72 | Generic | PELE | Solar | Solar | BOB | Auckland | 200 | 3600 | 0 | 23.5588 | 0 | 1017.1599 | 39.98 | 243.412 | 2025 |  | 2025
Innovation | Generic solar (101-200MW): 73 | Generic | PELE | Solar | Solar | WHU | Waikato | 120 | 3600 | 0 | 23.5588 | 0 | 1072.4849 | 24.22 | 152.9182 | 2025 |  | 2025
Innovation | Generic solar (101-200MW): 74 | Generic | PELE | Solar | Solar | BPE | Manawatū-Whanganui | 160 | 3600 | 0 | 23.5588 | 0 | 1044.1008 | 38.39 | 205.4461 | 2030 |  | 2030
Innovation | Generic solar (200MW+): 75 | Generic | PELE | Solar | Solar | HLY | Waikato | 200 | 3600 | 0 | 23.5588 | 0 | 1017.6104 | 30.99 | 234.5121 | 2030 |  | 2030
Innovation | Generic solar (200MW+): 76 | Generic | PELE | Solar | Solar | HLY | Waikato | 200 | 3600 | 0 | 23.5588 | 0 | 1019.1234 | 30.99 | 234.8147 | 2030 |  | 2030
Innovation | Generic solar (101-200MW): 77 | Generic | PELE | Solar | Solar | OAM | Otago | 120 | 3600 | 0 | 23.5588 | 0 | 1073.2584 | 30.21 | 159.001 | 2030 |  | 2030
Innovation | Generic solar (101-200MW): 78 | Generic | PELE | Solar | Solar | WRK | Waikato | 100 | 3600 | 0 | 23.5588 | 0 | 1085.7641 | 25.59 | 134.1664 | 2030 |  | 2030
Innovation | Generic solar (<100 MW): 79 | Generic | PELE | Solar | Solar | ASY | Canterbury | 80 | 3600 | 0 | 23.5588 | 0 | 1121.8285 | 25.25 | 114.9963 | 2030 |  | 2030
Innovation | Generic solar (200MW+): 8 | Generic | PELE | Solar | Solar | CYD | Otago | 200 | 3600 | 0 | 23.5588 | 0 | 984.4859 | 29.61 | 226.5072 | 2020 |  | 2020
Innovation | Generic solar (200MW+): 80 | Generic | PELE | Solar | Solar | HWB | Otago | 200 | 3600 | 0 | 23.5588 | 0 | 987.7074 | 44.92 | 242.4615 | 2030 |  | 2030
Innovation | Generic solar (200MW+): 81 | Generic | PELE | Solar | Solar | HAM | Waikato | 200 | 3600 | 0 | 23.5588 | 0 | 1033.9219 | 54.76 | 261.5444 | 2030 |  | 2030
Innovation | Generic solar (200MW+): 82 | Generic | PELE | Solar | Solar | BRY | Canterbury | 200 | 3600 | 0 | 23.5588 | 0 | 1022.4469 | 77.92 | 282.4094 | 2030 |  | 2030
Innovation | Generic solar (101-200MW): 83 | Generic | PELE | Solar | Solar | FKN | Otago | 140 | 3600 | 0 | 23.5588 | 0 | 1111.8122 | 35.95 | 191.6037 | 2030 |  | 2030
Innovation | Generic solar (101-200MW): 84 | Generic | PELE | Solar | Solar | NMA | Southland | 120 | 3600 | 0 | 23.5588 | 0 | 1072.6549 | 24.13 | 152.8486 | 2035 |  | 2035
Innovation | Generic solar (101-200MW): 85 | Generic | PELE | Solar | Solar | CST | Taranaki | 140 | 3600 | 0 | 23.5588 | 0 | 1061.0502 | 52.56 | 201.107 | 2040 |  | 2040
Innovation | Generic solar (<100 MW): 86 | Generic | PELE | Solar | Solar | TMU | Waikato | 80 | 3600 | 0 | 23.5588 | 0 | 1114.119 | 27.85 | 116.9795 | 2040 |  | 2040
Innovation | Generic solar (200MW+): 87 | Generic | PELE | Solar | Solar | OHC | Canterbury | 200 | 3600 | 0 | 23.5588 | 0 | 934.0469 | 38.83 | 225.6394 | 2025 |  | 2025
Innovation | Generic solar (200MW+): 88 | Generic | PELE | Solar | Solar | OHB | Canterbury | 200 | 3600 | 0 | 23.5588 | 0 | 934.7779 | 33.35 | 220.3056 | 2025 |  | 2025
Innovation | Generic solar (200MW+): 90 | Generic | PELE | Solar | Solar | CYD | Otago | 200 | 3600 | 0 | 23.5588 | 0 | 955.7644 | 32.21 | 223.3629 | 2030 |  | 2030
Innovation | Bream Bay Peaker | Current | PELE | DslPkr | Peaker, diesel-fired OCGT | BRB | Northland | 9 | 10906 | 16.7268 | 22.3809 | 3.1333 | [5 empty] | 0
Innovation | Glenbrook cogeneration power plant | Current | ACHP | OthCog | Cogeneration, other | GLN | Auckland | 0 | 1000 | 11.3082 | 96.5911 | 0 | [5 empty] | 0
Innovation | Whareroa cogeneration plant | Current | PCHP | GasCog | Cogeneration, gas-fired | HWA | Taranaki | 70 | 9300 | 5.6903 | 46.3166 | 1.3233 | [5 empty] | 0
Innovation | Huntly Unit 1 (Coal) | Current | PELE | Coal | Coal | HLY | Waikato | 200 | 10900 | 13.6641 | 96.5911 | 0.88346 | [5 empty] | 0
Innovation | Huntly Unit 1 (Gas) | Current | PELE | OCGT | Open cycle gas turbine | HLY | Waikato | 50 | 10900 | 11.3082 | 82.4558 | 1.3193 | [5 empty] | 0
Innovation | Huntly Unit 2 (Coal) | Current | PELE | Coal | Coal | HLY | Waikato | 200 | 10900 | 13.6641 | 96.5911 | 0.88346 | [5 empty] | 0
Innovation | Huntly Unit 2 (Gas) | Current | PELE | OCGT | Open cycle gas turbine | HLY | Waikato | 50 | 10900 | 11.3082 | 82.4558 | 1.3193 | [5 empty] | 0
Innovation | Huntly Unit 5 (e3p) | Current | PELE | CCGT | Combined cycle gas turbine | HLY | Waikato | 403 | 7400 | 6.1253 | 48.2956 | 1.3193 | [5 empty] | 0
Innovation | Huntly Unit 6 (P40) | Current | PELE | OCGT | Open cycle gas turbine | HLY | Waikato | 50.8 | 10525 | 11.426 | 22.3809 | 1.3193 | [5 empty] | 0
Innovation | Junction Road power plant | Current | PELE | GasPkr | Peaker, gas-fired OCGT | NPL | Taranaki | 100 | 10500 | 11.0726 | 22.3809 | 1.3193 | [5 empty] | 0
Innovation | Kapuni cogeneration plant | Current | PCHP | GasCog | Cogeneration, gas-fired | KPA | Taranaki | 25 | 9300 | 6.0075 | 48.2956 | 1.3193 | [5 empty] | 0
Innovation | Kinleith cogeneration plant | Current | ACHP | OthCog | Cogeneration, other | KIN | Waikato | 39.6 | 12000 | 11.3082 | 82.4558 | 1.3193 | [5 empty] | 0
Innovation | Mangahewa Power Station | Current | PELE | OCGT | Open cycle gas turbine | SFD | Taranaki | 9.6 | 11600 | 16.7268 | 11.7794 | 0 | [5 empty] | 0
Innovation | Stratford Peaker | Current | PELE | GasPkr | Peaker, gas-fired OCGT | SFD | Taranaki | 210 | 8907 | 11.0726 | 22.3809 | 0.51829 | [5 empty] | 0
Innovation | Taranaki Combined Cycle (TCC) | Current | PELE | CCGT | Combined cycle gas turbine | SFD | Taranaki | 380 | 7700 | 6.1253 | 48.2956 | 0.51829 | [5 empty] | 0
Innovation | McKee power plant | Current | PELE | GasPkr | Peaker, gas-fired OCGT | SFD | Taranaki | 100 | 10500 | 11.0726 | 22.3809 | 1.3193 | [5 empty] | 0
Innovation | Waikato Power Plant | Fully consented | PELE | OCGT | Open cycle gas turbine | HTI | Waikato | 360 | 11750 | 13.4285 | 5.4185 | 1.1779 | 1528.759 | 5.8897 | 556.2429 |  |  | 0
Innovation | Whirinaki peaker plant | Current | PELE | DslPkr | Peaker, diesel-fired OCGT | WHI | Hawke's Bay | 155 | 11000 | 13.6641 | 27.0926 | 3.1333 | [5 empty] | 0
Innovation | Castle Hill wind farm | Fully consented | PELE | Wind | Wind | MST | Wellington | 300 | 3600 | 0 | 48.0835 | 0 | 1979.752 | 66.6914 | 660.617 |  |  | 0
Innovation | Generic wind #13 | Generic | PELE | Wind | Wind | WDV | Manawatū-Whanganui | 100 | 3600 | 0 | 50.0978 | 0 | 1894.8446 | 36.5515 | 226.036 |  |  | 0
Innovation | Hapuakohe Wind Farm | Early stages | PELE | Wind | Wind | OHW | Waikato | 230 | 3600 | 0 | 49.9447 | 0 | 1906.0986 | 82.5501 | 520.9528 | 2028 |  | 2028
Innovation | Harapaki wind farm | Under construction | PELE | Wind | Wind | RDF | Hawke's Bay | 176 | 3600 | 0 | 41.2397 | 0 | 2479.8182 | 21.5183 | 457.9663 |  | 2024 | 2024
Innovation | Project Huriwaka | Applied for consent | PELE | Wind | Wind | TNG | Manawatū-Whanganui | 250 | 3600 | 0 | 49.4735 | 0 | 2058.3219 | 42.4294 | 557.0099 | 2027 |  | 2027
Innovation | Jericho Wind Farm | Announced | PELE | Wind | Wind | NMA | Southland | 35 | 3600 | 0 | 49.4735 | 0 | 1853.8735 | 17.6691 | 82.5547 | 2026 |  | 2026
Innovation | Kaihiku wind farm | Early stages | PELE | Wind | Wind | KHK | Otago | 300 | 3600 | 0 | 49.4735 | 0 | 2550 | 42 | 807 | 2028 |  | 2028
Innovation | Kaimai wind farm | Early stages | PELE | Wind | Wind | HAM | Waikato | 100 | 3600 | 0 | 48.5312 | 0 | 1949.2525 | 18.4112 | 213.3365 |  | 2025 | 2025
Innovation | Kaiwaikawe | Fully consented | PELE | Wind | Wind | MPE | Northland | 73 | 3600 | 0 | 47.0823 | 0 | 2154.359 | 6.9381 | 164.2063 | 2024 |  | 2024
Innovation | Kaiwera Downs wind (Stage 1) | Current | PELE | Wind | Wind | GOR | Southland | 43 | 3600 | 0 | 48.0129 | 0 | [5 empty] | 0
Innovation | Kaiwera Downs wind (Stage 2) | Fully consented | PELE | Wind | Wind | GOR | Southland | 155 | 3600 | 0 | 48.0129 | 0 | 1891.4639 | 0 | 293.1769 |  |  | 0
Innovation | Mahinerangi 1 | Current | PELE | Wind | Wind | HWB | Otago | 36 | 3600 | 0 | 49.4735 | 0 | [5 empty] | 0
Innovation | Mahinerangi (Stage 2) | Fully consented | PELE | Wind | Wind | HWB | Otago | 138 | 3600 | 0 | 48.6136 | 0 | 2162.9737 | 47.3532 | 345.8436 |  |  | 0
Innovation | Manawatū Wind (Meridian) | Announced | PELE | Wind | Wind | LTN | Manawatū-Whanganui | 200 | 3600 | 0 | 49.4735 | 0 | 1857.5614 | 57.9547 | 429.467 |  |  | 0
Innovation | Mill Creek | Current | PELE | Wind | Wind | WIL | Wellington | 60 | 3600 | 0 | 49.4735 | 0 | [5 empty] | 0
Innovation | Mount Cass wind farm | Fully consented | PELE | Wind | Wind | WPR | Canterbury | 94.6 | 3600 | 0 | 47.2708 | 0 | 2217.9356 | 16.0084 | 225.8251 | 2025 |  | 2025
Innovation | Mt Munro wind farm | Applied for consent | PELE | Wind | Wind | MGM | Manawatū-Whanganui | 60 | 3600 | 0 | 49.8269 | 0 | 1772.7923 | 25.8911 | 132.2587 | 2025 |  | 2025
Innovation | Ototoka Wind Farm | Announced | PELE | Wind | Wind | BRK | Manawatū-Whanganui | 150 | 3600 | 0 | 49.2379 | 0 | 1857.3178 | 57.9547 | 336.5523 | 2029 |  | 2029
Innovation | Pahiatua Wind Farm | Announced | PELE | Wind | Wind | MGM | Manawatū-Whanganui | 50 | 3600 | 0 | 49.4853 | 0 | 1863.0349 | 37.9532 | 131.105 |  |  | 0
Innovation | Project Hurunui Wind Farm | Generic | PELE | Wind | Wind | WPR | Canterbury | 76 | 3600 | 0 | 52.9013 | 0 | 1886.354 | 46.2836 | 189.6465 |  |  | 0
Innovation | Puketoi wind farm | Fully consented | PELE | Wind | Wind | BPE | Manawatū-Whanganui | 228 | 3600 | 0 | 51.4171 | 0 | 2051.7918 | 147.5606 | 615.3691 |  |  | 0
Innovation | Southland Wind Farm | Applied for consent | PELE | Wind | Wind | GOR | Southland | 300 | 3600 | 0 | 49.4735 | 0 | 2470.8906 | 47.0234 | 788.2906 |  |  | 0
Innovation | Tararua Stage 1 & 2 | Current | PELE | Wind | Wind | LTN | Manawatū-Whanganui | 68 | 3600 | 0 | 49.4735 | 0 | [5 empty] | 0
Innovation | Tararua Stage 3 | Current | PELE | Wind | Wind | WDV | Manawatū-Whanganui | 93 | 3600 | 0 | 49.4735 | 0 | [5 empty] | 0
Innovation | Taranaki Wind (Meridian) | Announced | PELE | Wind | Wind | OPK | Taranaki | 300 | 3600 | 0 | 48.1424 | 0 | 1857.5614 | 57.9547 | 615.2231 |  |  | 0
Innovation | Taumatatotara (Stage 1) | Fully consented | PELE | Wind | Wind | HTI | Waikato | 40 | 3600 | 0 | 49.4735 | 0 | 2503.1237 | 20.9084 | 121.0334 | 2025 |  | 2025
Innovation | Te Āpiti | Current | PELE | Wind | Wind | WDV | Manawatū-Whanganui | 90.75 | 3600 | 0 | 49.4735 | 0 | [5 empty] | 0
Innovation | Te Rere Hau | Current | PELE | Wind | Wind | LTN | Manawatū-Whanganui | 45.5 | 3600 | 0 | 49.4735 | 0 | [5 empty] | 0
Innovation | Te Rere Hau (Expansion) | Applied for consent | PELE | Wind | Wind | LTN | Manawatū-Whanganui | 38 | 3600 | 0 | 49.4735 | 0 | 2224.4098 | 0 | 84.5276 | 2024 |  | 2024
Innovation | Te Rere Hau (Repower) | Fully consented | PELE | Wind | Wind | LTN | Manawatū-Whanganui | 124.5 | 3600 | 0 | 49.4735 | 0 | 4938 | 23.05 | 637.831 | 2024 |  | 2024
Innovation | Te Uku | Current | PELE | Wind | Wind | HAM | Waikato | 64.4 | 3600 | 0 | 49.4735 | 0 | [5 empty] | 0
Innovation | Turitea North | Current | PELE | Wind | Wind | LTN | Manawatū-Whanganui | 118.8 | 3600 | 0 | 54.1617 | 0 | [5 empty] | 0
Innovation | Turitea South | Current | PELE | Wind | Wind | LTN | Manawatū-Whanganui | 102.6 | 3600 | 0 | 54.1617 | 0 | [5 empty] | 0
Innovation | Waipipi | Current | PELE | Wind | Wind | WVY | Taranaki | 133 | 3600 | 0 | 49.4735 | 0 | [5 empty] | 0
Innovation | Waiuku Wind Farm | Applied for consent | PELE | Wind | Wind | SWN | Auckland | 85 | 3600 | 0 | 49.4735 | 0 | 3591.959 | 4.2347 | 309.5512 | 2027 |  | 2027
Innovation | West Wind | Current | PELE | Wind | Wind | WIL | Wellington | 142.6 | 3600 | 0 | 49.4735 | 0 | [5 empty] | 0
Innovation | White Hill | Current | PELE | Wind | Wind | TWI | Southland | 58 | 3600 | 0 | 49.4735 | 0 | [5 empty] | 0
Innovation | Generic Wind #18 | Generic | PELE | Wind | Wind | MDN | Northland | 300 | 3600 | 0 | 50.3098 | 0 | 1812.1981 | 161.4485 | 705.108 |  |  | 0
Innovation | Generic Wind #20 | Generic | PELE | Wind | Wind | HLY | Waikato | 200 | 3600 | 0 | 48.9434 | 0 | 1885.573 | 74.222 | 451.3366 |  |  | 0
Innovation | Generic Wind #21 | Generic | PELE | Wind | Wind | BLN | Marlborough | 50 | 3600 | 0 | 48.7903 | 0 | 1800.7572 | 11.5085 | 101.5463 |  |  | 0
Innovation | Generic Wind #22 | Generic | PELE | Wind | Wind | WWD | Wellington | 15 | 3600 | 0 | 54.1617 | 0 | 2259.8 | 5.6777 | 39.5747 |  |  | 0
Innovation | Generic Wind #24 | Generic | PELE | Wind | Wind | WRK | Waikato | 300 | 3600 | 0 | 45.657 | 0 | 1795.9178 | 25.9854 | 564.7607 |  |  | 0
Innovation | Generic Wind #25 | Generic | PELE | Wind | Wind | WWD | Wellington | 100 | 3600 | 0 | 50.569 | 0 | 2064.0658 | 25.9854 | 232.3919 |  |  | 0
Innovation | Generic Wind #26 | Generic | PELE | Wind | Wind | GLN | Auckland | 100 | 3600 | 0 | 51.7116 | 0 | 1854.4442 | 56.3645 | 241.8089 |  |  | 0
Innovation | Generic Wind #27 | Generic | PELE | Wind | Wind | TWC | Manawatū-Whanganui | 150 | 3600 | 0 | 47.8126 | 0 | 1790.7981 | 34.0189 | 302.6386 |  |  | 0
Innovation | Generic Wind #29 | Generic | PELE | Wind | Wind | MDN | Northland | 150 | 3600 | 0 | 48.1778 | 0 | 1867.5238 | 36.5868 | 316.7154 |  |  | 0
Innovation | Generic Wind #30 | Generic | PELE | Wind | Wind | TKU | Waikato | 250 | 3600 | 0 | 46.081 | 0 | 1967.4952 | 27.7994 | 519.6732 |  |  | 0
Innovation | Generic Wind #32 | Generic | PELE | Wind | Wind | TUI | Hawke's Bay | 50 | 3600 | 0 | 47.1883 | 0 | 1849.2977 | 3.4514 | 95.9163 |  |  | 0
Innovation | Generic Wind #33 | Generic | PELE | Wind | Wind | MDN | Northland | 100 | 3600 | 0 | 49.391 | 0 | 1840.697 | 34.0189 | 218.0886 |  |  | 0
Innovation | Generic Wind #34 | Generic | PELE | Wind | Wind | WRK | Waikato | 100 | 3600 | 0 | 52.8778 | 0 | 2004.3212 | 66.3652 | 266.7973 |  |  | 0
Innovation | Generic Wind #36 | Generic | PELE | Wind | Wind | WRK | Waikato | 75 | 3600 | 0 | 47.8244 | 0 | 1915.6105 | 24.7603 | 168.4311 |  |  | 0
Innovation | Generic Wind #37 | Generic | PELE | Wind | Wind | KOE | Northland | 75 | 3600 | 0 | 51.0284 | 0 | 1921.3376 | 36.5515 | 180.6518 |  |  | 0
Innovation | Generic Wind #41 | Generic | PELE | Wind | Wind | KOE | Northland | 75 | 3600 | 0 | 51.3582 | 0 | 1915.22 | 39.4492 | 183.0907 |  |  | 0
Innovation | Generic Wind #42 | Generic | PELE | Wind | Wind | TUI | Hawke's Bay | 75 | 3600 | 0 | 53.0309 | 0 | 2005.1723 | 57.5306 | 207.9185 |  |  | 0
Innovation | Generic Wind #43 | Generic | PELE | Wind | Wind | TWI | Southland | 150 | 3600 | 0 | 48.0835 | 0 | 1910.5775 | 25.9854 | 312.572 |  |  | 0
Innovation | Generic Wind #45 | Generic | PELE | Wind | Wind | WDV | Manawatū-Whanganui | 100 | 3600 | 0 | 53.0898 | 0 | 2018.7893 | 64.9752 | 266.8541 |  |  | 0
Innovation | Generic Wind #46 | Generic | PELE | Wind | Wind | TUI | Hawke's Bay | 200 | 3600 | 0 | 51.0048 | 0 | 1964.5516 | 112.5876 | 505.4979 |  |  | 0
Innovation | Generic Wind #47 | Generic | PELE | Wind | Wind | ROX | Otago | 300 | 3600 | 0 | 46.7407 | 0 | 1834.3558 | 56.3762 | 606.683 |  |  | 0
Innovation | Generic Wind #48 | Generic | PELE | Wind | Wind | TWC | Manawatū-Whanganui | 150 | 3600 | 0 | 46.5522 | 0 | 1869.6231 | 18.4112 | 298.8547 |  |  | 0
Innovation | Generic Wind #49 | Generic | PELE | Wind | Wind | TWI | Southland | 100 | 3600 | 0 | 50.357 | 0 | 1834.279 | 37.4585 | 220.8864 |  |  | 0
Innovation | Generic Wind #51 | Generic | PELE | Wind | Wind | BLN | Marlborough | 75 | 3600 | 0 | 50.2156 | 0 | 1864.757 | 34.3134 | 174.1702 |  |  | 0
Innovation | Generic Wind #52 | Generic | PELE | Wind | Wind | TWI | Southland | 50 | 3600 | 0 | 52.6068 | 0 | 1921.9384 | 25.42 | 121.5169 |  |  | 0
Innovation | Generic Wind #55 | Generic | PELE | Wind | Wind | TKU | Waikato | 150 | 3600 | 0 | 46.7171 | 0 | 1944.9404 | 24.5247 | 316.2658 |  |  | 0
Innovation | Generic Wind #56 | Generic | PELE | Wind | Wind | TWI | Southland | 100 | 3600 | 0 | 52.6539 | 0 | 1908.041 | 57.5895 | 248.3936 |  |  | 0
Innovation | Generic Wind #57 | Generic | PELE | Wind | Wind | KOE | Northland | 200 | 3600 | 0 | 51.582 | 0 | 1823.3153 | 121.2808 | 485.9438 |  |  | 0
Innovation | Generic Wind #58 | Generic | PELE | Wind | Wind | HLY | Waikato | 75 | 3600 | 0 | 46.7996 | 0 | 1796.4418 | 9.8358 | 144.5689 |  |  | 0
Innovation | Generic Wind #60 | Generic | PELE | Wind | Wind | ROX | Otago | 150 | 3600 | 0 | 47.1765 | 0 | 2036.5114 | 30.0021 | 335.4789 |  |  | 0
Innovation | Generic Wind #61 | Generic | PELE | Wind | Wind | WRK | Waikato | 10 | 3600 | 0 | 58.4141 | 0 | 2165.7727 | 8.7639 | 30.4216 |  |  | 0
Innovation | Generic Wind #62 | Generic | PELE | Wind | Wind | WPT | West Coast | 75 | 3600 | 0 | 47.5417 | 0 | 1874.0787 | 27.6109 | 168.1668 |  |  | 0
Innovation | Generic Wind #63 | Generic | PELE | Wind | Wind | MDN | Northland | 100 | 3600 | 0 | 53.4667 | 0 | 1993.3976 | 71.6777 | 271.0174 |  |  | 0
Innovation | Generic Wind #65 | Generic | PELE | Wind | Wind | WRK | Waikato | 150 | 3600 | 0 | 47.0116 | 0 | 1949.3927 | 27.3282 | 319.7371 |  |  | 0
Innovation | Generic Wind #66 | Generic | PELE | Wind | Wind | MDN | Northland | 150 | 3600 | 0 | 49.0494 | 0 | 1965.703 | 54.4091 | 349.2645 |  |  | 0
Innovation | Generic Wind #69 | Generic | PELE | Wind | Wind | WPR | Canterbury | 100 | 3600 | 0 | 53.5492 | 0 | 1951.9458 | 71.5245 | 266.7191 |  |  | 0
Innovation | Generic Wind #70 | Generic | PELE | Wind | Wind | TUI | Hawke's Bay | 150 | 3600 | 0 | 56.765 | 0 | 1974.4439 | 188.9888 | 485.1554 |  |  | 0
Innovation | Generic Wind #71 | Generic | PELE | Wind | Wind | TKU | Waikato | 125 | 3600 | 0 | 52.7011 | 0 | 2023.3249 | 81.5017 | 334.4173 |  |  | 0
Innovation | Generic Wind #72 | Generic | PELE | Wind | Wind | WVY | Taranaki | 100 | 3600 | 0 | 49.8269 | 0 | 1824.657 | 29.2954 | 211.7611 |  |  | 0
Innovation | Generic Wind #73 | Generic | PELE | Wind | Wind | WWD | Wellington | 100 | 3600 | 0 | 50.8399 | 0 | 1943.7056 | 33.0766 | 227.4471 |  |  | 0
Innovation | Generic Wind #74 | Generic | PELE | Wind | Wind | WVY | Taranaki | 200 | 3600 | 0 | 48.0011 | 0 | 1989.9232 | 45.6334 | 443.6181 |  |  | 0
Innovation | Generic Wind #75 | Generic | PELE | Wind | Wind | MDN | Northland | 100 | 3600 | 0 | 48.8845 | 0 | 1998.0233 | 19.6716 | 219.4739 |  |  | 0
Innovation | Generic Wind #76 | Generic | PELE | Wind | Wind | GLN | Auckland | 125 | 3600 | 0 | 49.4735 | 0 | 1894.1537 | 44.0196 | 280.7889 |  |  | 0
Innovation | Generic Wind #77 | Generic | PELE | Wind | Wind | GYT | Wellington | 150 | 3600 | 0 | 50.6397 | 0 | 2032.8768 | 67.5784 | 372.51 |  |  | 0
Innovation | Generic Wind #79 | Generic | PELE | Wind | Wind | GLN | Auckland | 150 | 3600 | 0 | 49.5442 | 0 | 1970.7927 | 59.8865 | 355.5054 |  |  | 0
Innovation | Generic Wind #80 | Generic | PELE | Wind | Wind | WPR | Canterbury | 200 | 3600 | 0 | 48.4723 | 0 | 1834.309 | 48.8374 | 415.6992 |  |  | 0
Innovation | Generic Wind #82 | Generic | PELE | Wind | Wind | TWC | Manawatū-Whanganui | 300 | 3600 | 0 | 45.7041 | 0 | 1830.254 | 31.828 | 580.9041 |  |  | 0
Innovation | Huntly Unit 1 (Wood) |  | PELE | Wood | Wood - Torrefied for use in coal generators | HLY | Waikato | 240 | 10900 | 13.6641 | 96.5911 | 0.88346 |  |  |  |  | 2032 | 2032
Innovation | Huntly Unit 2 (Wood) |  | PELE | Wood | Wood - Torrefied for use in coal generators | HLY | Waikato | 240 | 10900 | 13.6641 | 96.5911 | 0.88346 |  |  |  |  | 2032 | 2032
Reference | Generic OCGT peaker: 1 (Huntly) | Generic | PELE | GasPkr | Peaker, gas-fired OCGT | HLY | Waikato | 100 | 11750 | 13.4285 | 5.4185 | 2.6504 | 1213.0016 | 13.1929 | 134.4931 | 2025 |  | 2025
Reference | Generic OCGT peaker: 2 (Stratford) | Generic | PELE | GasPkr | Peaker, gas-fired OCGT | SFD | Taranaki | 100 | 11750 | 13.4285 | 5.4185 | 2.6504 | 1213.0016 | 13.1929 | 134.4931 | 2025 |  | 2025
Reference | Generic OCGT peaker: 3 (Otahuhu) | Generic | PELE | GasPkr | Peaker, gas-fired OCGT | OTA | Auckland | 100 | 11750 | 13.4285 | 5.4185 | 2.6504 | 1213.0016 | 13.1929 | 134.4931 | 2025 |  | 2025
Reference | Generic OCGT peaker: 4 (Southdown) | Generic | PELE | GasPkr | Peaker, gas-fired OCGT | SWN | Auckland | 100 | 11750 | 13.4285 | 5.4185 | 2.6504 | 1213.0016 | 13.1929 | 134.4931 | 2025 |  | 2025
Reference | Generic OCGT peaker: 5 (Marsden) | Generic | PELE | GasPkr | Peaker, gas-fired OCGT | MDN | Northland | 100 | 11750 | 13.4285 | 5.4185 | 2.6504 | 1213.0016 | 13.1929 | 134.4931 | 2030 |  | 2030
Reference | Generic OCGT peaker: 6 (Huntly) | Generic | PELE | GasPkr | Peaker, gas-fired OCGT | HLY | Waikato | 100 | 11750 | 13.4285 | 5.4185 | 2.6504 | 1213.0016 | 13.1929 | 134.4931 | 2030 |  | 2030
Reference | Generic OCGT peaker: 7 (Otahuhu) | Generic | PELE | GasPkr | Peaker, gas-fired OCGT | OTA | Auckland | 100 | 11750 | 13.4285 | 5.4185 | 2.6504 | 1213.0016 | 13.1929 | 134.4931 | 2035 |  | 2035
Reference | Generic OCGT peaker: 8 (Huntly) | Generic | PELE | GasPkr | Peaker, gas-fired OCGT | HLY | Waikato | 100 | 11750 | 13.4285 | 5.4185 | 2.6504 | 1213.0016 | 13.1929 | 134.4931 | 2045 |  | 2045
Reference | Generic Reciprocating Biogas: 1 (Halfway Bush) | Generic | PELE | BioRecip | Reciprocating Biogas engine | HWB | Otago | 10 | 11400 | 16.0123 | 21.1733 | 0 | 2518.8656 | 0.66167 | 25.8503 | 2030 |  | 2030
Reference | Generic Reciprocating Biogas: 2 (Christchurch) | Generic | PELE | BioRecip | Reciprocating Biogas engine | ISL | Canterbury | 10 | 11400 | 16.0123 | 21.1733 | 0 | 2518.8656 | 0.66167 | 25.8503 | 2035 |  | 2035
Reference | Te Ahi O Maui (KA22) | Current | PELE | Geo | Geothermal | KAW | Bay of Plenty | 25 | 12000 | 0 | 223.8087 | 0 | [5 empty] | 0
Reference | Kawerau | Current | PELE | Geo | Geothermal | KAW | Bay of Plenty | 103 | 12000 | 0 | 223.8087 | 0 | [5 empty] | 0
Reference | Mōkai | Current | PELE | Geo | Geothermal | WKM | Waikato | 113 | 12000 | 0 | 223.8087 | 0 | [5 empty] | 0
Reference | Ngā Awa Pūrua | Current | PELE | Geo | Geothermal | WRK | Waikato | 140 | 12000 | 0 | 223.8087 | 0 | [5 empty] | 0
Reference | Ngātamariki | Current | PELE | Geo | Geothermal | OKI | Waikato | 85 | 12000 | 0 | 123.6838 | 0 | [5 empty] | 0
Reference | Ngātamariki expansion | Fully consented | PELE | Geo | Geothermal | WRK | Waikato | 46 | 12000 | 0 | 223.8087 | 0 | 4412.8824 | 17.5 | 220.4926 |  |  | 0
Reference | Ngāwhā Stage 1 & 2 | Current | PELE | Geo | Geothermal | KOE | Northland | 28 | 12000 | 0 | 223.8087 | 0 | [5 empty] | 0
Reference | Ngāwhā Stage 3 (OEC4) | Current | PELE | Geo | Geothermal | KOE | Northland | 32 | 12000 | 0 | 223.8087 | 0 | [5 empty] | 0
Reference | Ngāwhā Stage 4 (OEC5) | Fully consented | PELE | Geo | Geothermal | KOE | Northland | 32 | 12000 | 0 | 223.8087 | 0 | 9190.2921 | 17.6691 | 311.7585 | 2026 |  | 2026
Reference | Ōhaaki | Current | PELE | Geo | Geothermal | OKI | Waikato | 50 | 12000 | 0 | 223.8087 | 0 | [5 empty] | 0
Reference | Poihipi Road | Current | PELE | Geo | Geothermal | PPI | Waikato | 50 | 12000 | 0 | 223.8087 | 0 | [5 empty] | 0
Reference | Rotokawa | Current | PELE | Geo | Geothermal | WRK | Waikato | 34 | 12000 | 0 | 223.8087 | 0 | [5 empty] | 0
Reference | Kawerau (TOPP1) | Current | PELE | Geo | Geothermal | KAW | Bay of Plenty | 21.5 | 12000 | 0 | 223.8087 | 0 | [5 empty] | 0
Reference | Kawerau (TOPP2) | Under construction | PELE | Geo | Geothermal | KAW | Bay of Plenty | 49 | 12000 | 0 | 223.8087 | 0 | 6558.7729 | 17.6691 | 339.049 |  |  | 0
Reference | Tāheke Geothermal Project | Applied for consent | PELE | Geo | Geothermal | KAW | Bay of Plenty | 35 | 12000 | 0 | 223.8087 | 0 | 7162.0298 | 17.6691 | 268.3402 | 2030 |  | 2030
Reference | Tauhara Stage 1 | Under construction | PELE | Geo | Geothermal | WRK | Waikato | 152 | 12000 | 0 | 223.8087 | 0 | 5289.7333 | 25 | 829.0395 |  | 2024 | 2024
Reference | Tauhara Stage 1 expansion | Fully consented | PELE | Geo | Geothermal | WRK | Waikato | 22 | 12000 | 0 | 223.8087 | 0 | 5272.36 | 0 | 115.9919 | 2026 |  | 2026
Reference | Te Huka (Binary) | Current | PELE | Geo | Geothermal | WRK | Waikato | 28 | 12000 | 0 | 251.4327 | 0 | [5 empty] | 0
Reference | Te Huka Unit 3 | Under construction | PELE | Geo | Geothermal | WRK | Waikato | 51.4 | 12000 | 0 | 251.4327 | 0 | 5966.3846 | 17.6644 | 324.3366 |  | 2024 | 2024
Reference | Te Mihi | Current | PELE | Geo | Geothermal | WRK | Waikato | 166 | 12000 | 0 | 223.8087 | 0 | [5 empty] | 0
Reference | Te Mihi (expansion) | Fully consented | PELE | Geo | Geothermal | WRK | Waikato | 180 | 12000 | 0 | 223.8087 | 0 | 5576.3705 | 29.4485 | 1033.1952 |  |  | 0
Reference | Wairākei Binary | Current | PELE | Geo | Geothermal | WRK | Waikato | 14.4 | 12000 | 0 | 223.8087 | 0 | [5 empty] | 0
Reference | Wairākei C & D | Fully consented | PELE | Geo | Geothermal | WRK | Waikato | 40 | 12000 | 0 | 223.8087 | 0 | 5889.7027 | 3.2982 | 238.8863 |  |  | 0
Reference | Wairākei A & B | Current | PELE | Geo | Geothermal | WRK | Waikato | 117 | 12000 | 0 | 223.8087 | 0 | [5 empty] | 0
Reference | Ātiamuri Geothermal | Generic | PELE | Geo | Geothermal | WKM | Waikato | 5 | 12000 | 0 | 223.8087 | 0 | 11416.9325 | 32.3934 | 89.478 | 2040 |  | 2040
Reference | Ngāwhā Expansion: Stage 5 | Generic | PELE | Geo | Geothermal | KOE | Northland | 25 | 12000 | 0 | 223.8087 | 0 | 9119.9864 | 17.6691 | 245.6688 |  |  | 0
Reference | Ngāwhā Expansion: Stage 6 | Generic | PELE | Geo | Geothermal | KOE | Northland | 25 | 12000 | 0 | 223.8087 | 0 | 9119.9864 | 17.6691 | 245.6688 |  |  | 0
Reference | Reporoa: Stage 2 | Generic | PELE | Geo | Geothermal | WRK | Waikato | 25 | 12000 | 0 | 223.8087 | 0 | 7162.0298 | 17.6691 | 196.7199 | 2040 |  | 2040
Reference | Tāheke: Stage 2 | Generic | PELE | Geo | Geothermal | KAW | Bay of Plenty | 25 | 12000 | 0 | 223.8087 | 0 | 7162.0298 | 17.6691 | 196.7199 | 2040 |  | 2040
Reference | Tāheke: Stage 3 | Generic | PELE | Geo | Geothermal | KAW | Bay of Plenty | 25 | 12000 | 0 | 223.8087 | 0 | 7162.0298 | 17.6691 | 196.7199 | 2050 |  | 2050
Reference | Tokaanu Geothermal (Stage 2) | Generic | PELE | Geo | Geothermal | TKU | Waikato | 100 | 12000 | 0 | 223.8087 | 0 | 5983.7491 | 23.5588 | 621.9337 | 2040 |  | 2040
Reference | Bay of Plenty hydro schemes | Current | PELE | HydSC | Hydro, schedulable | TGA | Bay of Plenty | 147.6 | 3600 | 0 | 110.1778 | 0 | [5 empty] | 0
Reference | Bunnythorpe hydro scheme | Current | PELE | HydSC | Hydro, schedulable | TKU | Waikato | 360 | 3600 | 0 | 67.4683 | 0 | [5 empty] | 0
Reference | Coleridge | Current | PELE | HydSC | Hydro, schedulable | COL | Canterbury | 39.5 | 3600 | 0 | 76.0552 | 0 | [5 empty] | 0
Reference | Clyde and Roxburgh hydro scheme | Current | PELE | HydSC | Hydro, schedulable | ROX | Otago | 752 | 3600 | 0 | 57.5934 | 0 | [5 empty] | 0
Reference | Bay of Plenty hydro scheme (embedded) | Current | PELE | HydSC | Hydro, schedulable | TGA | Bay of Plenty | 25.3 | 3600 | 0 | 153.1326 | 0 | [5 empty] | 0
Reference | Christchurch hydro scheme (embedded) | Current | PELE | HydSC | Hydro, schedulable | CUL | Canterbury | 26.8 | 3600 | 0 | 153.1326 | 0 | [5 empty] | 0
Reference | Manapōuri | Current | PELE | HydSC | Hydro, schedulable | MAN | Southland | 800 | 3600 | 0 | 35.3391 | 0 | [5 empty] | 0
Reference | Waikaremoana hydro scheme | Current | PELE | HydSC | Hydro, schedulable | TUI | Hawke's Bay | 138 | 3600 | 0 | 75.585 | 0 | [5 empty] | 0
Reference | Cobb | Current | PELE | HydSC | Hydro, schedulable | STK | Nelson | 32 | 3600 | 0 | 76.4641 | 0 | [5 empty] | 0
Reference | Patea | Current | PELE | HydSC | Hydro, schedulable | NPL | Taranaki | 33 | 3600 | 0 | 76.4028 | 0 | [5 empty] | 0
Reference | Waikato River hydro scheme | Current | PELE | HydSC | Hydro, schedulable | WKM | Waikato | 1095.5 | 3600 | 0 | 67.4581 | 0 | [5 empty] | 0
Reference | Waipori power scheme | Current | PELE | HydSC | Hydro, schedulable | BWK | Otago | 87 | 3600 | 0 | 98.974 | 0 | [5 empty] | 0
Reference | Mangahao | Current | PELE | HydSC | Hydro, schedulable | MHO | Manawatū-Whanganui | 39 | 3600 | 0 | 76.0859 | 0 | [5 empty] | 0
Reference | Waitaki hydro scheme | Current | PELE | HydSC | Hydro, schedulable | WTK | Canterbury | 1743 | 3600 | 0 | 61.3757 | 0 | [5 empty] | 0
Reference | Arnold Valley hydro | Consent lapsed | PELE | HydPK | Hydro, peaking | DOB | West Coast | 46 | 3600 | 0 | 75.7076 | 0 | 5258.4727 | 7.94 | 249.8297 |  |  | 0
Reference | Bush Stream hydro plant | Generic | PELE | HydRR | Hydro, run of river | HOR | Canterbury | 30 | 3600 | 0 | 76.5663 | 0 | 5906.3742 | 9.528 | 186.7192 |  |  | 0
Reference | Clarence hydro: Waiau Diversions | Generic | PELE | HydRR | Hydro, run of river | CUL | Canterbury | 70 | 3600 | 0 | 74.4196 | 0 | 5906.3742 | 9.528 | 422.9742 |  |  | 0
Reference | Clutha River - Beaumont Expansion | Potential | PELE | HydRR | Hydro, run of river | ROX | Otago | 185 | 3600 | 0 | 68.2657 | 0 | 6536.0479 | 18.659 | 1227.8278 |  |  | 0
Reference | Clutha River - Luggate expansion | Potential | PELE | HydRR | Hydro, run of river | ROX | Otago | 80 | 3600 | 0 | 73.5711 | 0 | 5906.3742 | 9.528 | 482.0379 |  |  | 0
Reference | Clutha River - Queensberry expansion | Potential | PELE | HydRR | Hydro, run of river | ROX | Otago | 110 | 3600 | 0 | 69.6048 | 0 | 6536.0479 | 18.659 | 737.6242 |  |  | 0
Reference | Clutha River - Tuapeka expansion | Potential | PELE | HydRR | Hydro, run of river | ROX | Otago | 350 | 3600 | 0 | 59.4334 | 0 | 5373.3032 | 28.4516 | 1909.1077 |  |  | 0
Reference | Hāwea Gates hydro plant | Consent lapsed | PELE | HydPK | Hydro, peaking | CML | Otago | 17 | 3600 | 0 | 153.1326 | 0 | 2957.2017 | 17.2033 | 67.4757 |  |  | 0
Reference | Lake Pūkaki hydro plant | Consent lapsed | PELE | HydPK | Hydro, peaking | TWZ | Canterbury | 35 | 3600 | 0 | 76.3005 | 0 | 4044.0968 | 5.161 | 146.7044 |  |  | 0
Reference | Mātakitaki River generic hydro plant | Generic | PELE | HydRR | Hydro, run of river | IGH | West Coast | 40 | 3600 | 0 | 76.0347 | 0 | 5906.3742 | 9.528 | 245.7829 |  |  | 0
Reference | Ngākawau hydro scheme | Fully consented | PELE | HydRR | Hydro, run of river | WMG | West Coast | 24 | 3600 | 0 | 153.1326 | 0 | 4992.9245 | 7.94 | 127.7702 |  |  | 0
Reference | Potts River hydro | Generic | PELE | HydRR | Hydro, run of river | HOR | Canterbury | 35 | 3600 | 0 | 76.3005 | 0 | 5906.3742 | 9.528 | 216.2511 |  |  | 0
Reference | Rakaia River dam | Potential | PELE | HydRR | Hydro, run of river | ASB | Canterbury | 3 | 3600 | 0 | 153.1326 | 0 | 6259.413 | 8.4799 | 27.2581 |  |  | 0
Reference | Taramakau | Generic | PELE | HydRR | Hydro, run of river | IGH | West Coast | 50 | 3600 | 0 | 75.493 | 0 | 5906.3742 | 9.528 | 304.8467 |  |  | 0
Reference | Wairau Hydro Expansion | Potential | PELE | HydRR | Hydro, run of river | BLN | Marlborough | 72 | 3600 | 0 | 74.3174 | 0 | 5303.4859 | 13.8817 | 395.7327 |  |  | 0
Reference | Whitcombe River | Generic | PELE | HydRR | Hydro, run of river | IGH | West Coast | 30 | 3600 | 0 | 76.5663 | 0 | 5906.3742 | 9.528 | 186.7192 |  |  | 0
Reference | Argyle Solar Farm - Northern Area | Applied for consent | PELE | Solar | Solar | ARG | Marlborough | 37 | 3600 | 0 | 23.5588 | 0 | 2062.6901 | 17.28 | 93.5995 |  |  | 0
Reference | Argyle solar farm | Fully consented | PELE | Solar | Solar | ARG | Marlborough | 28 | 3600 | 0 | 20.4449 | 0 | 2099.993 | 17.28 | 76.0798 | 2026 |  | 2026
Reference | Brookside solar farm | Fully consented | PELE | Solar | Solar | ISL | Canterbury | 50 | 3600 | 0 | 23.5588 | 0 | 1110.7865 | 23.05 | 78.5893 |  |  | 0
Reference | Dannevirke Solar Farm | Early stages | PELE | Solar | Solar | DVK | Manawatū-Whanganui | 65 | 3600 | 0 | 23.5588 | 0 | 1194.41 | 23.62 | 101.2566 |  |  | 0
Reference | Edgecumbe solar (Helios) | Fully consented | PELE | Solar | Solar | EDG | Bay of Plenty | 115 | 3600 | 0 | 23.5588 | 0 | 1143.0897 | 25.5562 | 157.0115 | 2025 |  | 2025
Reference | Edgecumbe solar farm (FNSF) | Fully consented | PELE | Solar | Solar | EDG | Bay of Plenty | 38 | 3600 | 0 | 23.5588 | 0 | 1158.6009 | 19.01 | 63.0368 |  |  | 0
Reference | Greytown Solar Farm (FNSF) | Applied for consent | PELE | Solar | Solar | GYT | Wellington | 175 | 3600 | 0 | 23.5588 | 0 | 1034.7346 | 28.84 | 209.9185 |  |  | 0
Reference | Marton solar farm | Fully consented | PELE | Solar | Solar | MTN | Manawatū-Whanganui | 41 | 3600 | 0 | 23.5588 | 0 | 1150.5857 | 17.86 | 65.034 |  |  | 0
Reference | Ohau A solar plant | Announced | PELE | Solar | Solar | OHA | Canterbury | 278 | 3600 | 0 | 23.5588 | 0 | 922.8073 | 29.38 | 285.9204 |  |  | 0
Reference | Tasman District solar farm | Announced | PELE | Solar | Solar | STK | Nelson | 130 | 3600 | 0 | 23.5588 | 0 | 1002.308 | 31.69 | 161.99 |  |  | 0
Reference | Waitara solar farm | Applied for consent | PELE | Solar | Solar | MNI | Taranaki | 72 | 3600 | 0 | 23.5588 | 0 | 1076.2211 | 24.77 | 102.2579 |  |  | 0
Reference | Foxton solar farm | Under construction | PELE | Solar | Solar | BPE | Manawatū-Whanganui | 42 | 3600 | 0 | 23.5588 | 0 | 1249.2318 | 17.6644 | 70.1322 | 2025 |  | 2025
Reference | Glorit solar farm | Early stages | PELE | Solar | Solar | WEL | Northland | 160 | 3600 | 0 | 23.5588 | 0 | 1072.6254 | 30.6265 | 202.2466 |  |  | 0
Reference | Greytown solar farm | Early stages | PELE | Solar | Solar | GYT | Wellington | 100 | 3600 | 0 | 23.5588 | 0 | 1143.1744 | 26.5784 | 140.8959 |  |  | 0
Reference | Helensville solar farm | Applied for consent | PELE | Solar | Solar | HPI | Auckland | 53 | 3600 | 0 | 23.5588 | 0 | 1222.3258 | 17.6644 | 82.4477 |  |  | 0
Reference | Hawke's Bay Airport solar farm | Announced | PELE | Solar | Solar | RDF | Hawke's Bay | 40 | 3600 | 0 | 23.5588 | 0 | 1383.5013 | 20.4449 | 75.785 | 2025 |  | 2025
Reference | Kaipara solar farm | Announced | PELE | Solar | Solar | HPI | Auckland | 70 | 3600 | 0 | 23.5588 | 0 | 1169.7925 | 34.57 | 116.4555 | 2026 |  | 2026
Reference | Karioi solar farm | Announced | PELE | Solar | Solar | TNG | Manawatū-Whanganui | 100 | 3600 | 0 | 23.5588 | 0 | 1161.9562 | 26.5069 | 142.7025 | 2026 |  | 2026
Reference | Kōwhai Park solar farm | Early stages | PELE | Solar | Solar | ISL | Canterbury | 150 | 3600 | 0 | 23.5588 | 0 | 1016.511 | 32.9777 | 185.4543 | 2025 |  | 2025
Reference | Lauriston solar farm | Under construction | PELE | Solar | Solar | ASB | Canterbury | 63 | 3600 | 0 | 23.5588 | 0 | 1530.9209 | 34.57 | 131.018 |  | 2024 | 2024
Reference | Clandeboye solar farm | Fully consented | PELE | Solar | Solar | TMK | Canterbury | 27 | 3600 | 0 | 23.5588 | 0 | 1238.973 | 17.28 | 50.7323 | 2026 |  | 2026
Reference | Lodestone Dargaville | Fully consented | PELE | Solar | Solar | MPE | Northland | 69 | 3600 | 0 | 23.5588 | 0 | 999.9355 | 14.3115 | 83.307 | 2025 |  | 2025
Reference | Dunsandel solar farm | Fully consented | PELE | Solar | Solar | NOR | Canterbury | 60 | 3600 | 0 | 23.5588 | 0 | 1130.3304 | 23.05 | 90.8698 | 2026 |  | 2026
Reference | Lodestone Kohira solar farm | Current | PELE | Solar | Solar | KTA | Northland | 32 | 3600 | 0 | 23.5588 | 0 | [5 empty] | 0
Reference | Mt Somers solar farm | Fully consented | PELE | Solar | Solar | ASB | Canterbury | 27 | 3600 | 0 | 23.5588 | 0 | 1238.973 | 17.28 | 50.7323 | 2026 |  | 2026
Reference | Lodestone Rangitaiki solar farm | Current | PELE | Solar | Solar | EDG | Bay of Plenty | 32 | 3600 | 0 | 23.5588 | 0 |  |  |  |  | 2024 | 2024
Reference | Lodestone Te Herenga o Te Rā solar farm | Under construction | PELE | Solar | Solar | WAI | Bay of Plenty | 30 | 3600 | 0 | 23.5588 | 0 | 1214.3078 | 18.44 | 54.8692 |  |  | 0
Reference | Lodestone Whitianga | Fully consented | PELE | Solar | Solar | KPU | Auckland | 31 | 3600 | 0 | 23.5588 | 0 | 1002.7356 | 14.3115 | 45.3963 | 2025 |  | 2025
Reference | Mangamaire solar farm | Fully consented | PELE | Solar | Solar | LTN | Manawatū-Whanganui | 50 | 3600 | 0 | 23.5588 | 0 | 1237.7902 | 17.6644 | 79.5539 |  |  | 0
Reference | Maniototo solar farm | Announced | PELE | Solar | Solar | NSY | Otago | 300 | 3600 | 0 | 20.4449 | 0 | 978.0394 | 38.2832 | 331.695 |  |  | 0
Reference | Maranga Rā solar farm | Fully consented | PELE | Solar | Solar | MDN | Northland | 26.7 | 3600 | 0 | 23.5588 | 0 | 1268.0754 | 17.8893 | 51.7469 |  |  | 0
Reference | Marton Solar Farm (Harmony) | Applied for consent | PELE | Solar | Solar | MTN | Manawatū-Whanganui | 73 | 3600 | 0 | 23.5588 | 0 | 1146.8235 | 23.33 | 107.0481 |  |  | 0
Reference | Marton Solar Farm (Energy Farms Ltd) | Applied for consent | PELE | Solar | Solar | MTN | Manawatū-Whanganui | 95 | 3600 | 0 | 23.5588 | 0 | 1076.9838 | 25.35 | 127.6635 |  |  | 0
Reference | Masterton Solar Farm (NZ Clearn Energy) | Early stages | PELE | Solar | Solar | MST | Wellington | 100 | 3600 | 0 | 23.5588 | 0 | 1095.3736 | 30.82 | 140.3574 |  |  | 0
Reference | Maungaturoto solar farm | Announced | PELE | Solar | Solar | MTO | Northland | 20 | 3600 | 0 | 23.5588 | 0 | 1619.9963 | 18.44 | 50.8399 |  |  | 0
Reference | Moroa Road solar farm | Applied for consent | PELE | Solar | Solar | GYT | Wellington | 175 | 3600 | 0 | 23.5588 | 0 | 1059.5451 | 28.8376 | 214.258 |  |  | 0
Reference | Naseby solar farm | Fully consented | PELE | Solar | Solar | NSY | Otago | 59 | 3600 | 0 | 23.5588 | 0 | 1396.5253 | 21.038 | 103.433 |  |  | 0
Reference | Ongaonga solar farm (Sky Solar) | Fully consented | PELE | Solar | Solar | WPW | Hawke's Bay | 70 | 3600 | 0 | 23.5588 | 0 | 1409.8412 | 36.6457 | 135.3346 |  | 2024 | 2024
Reference | Ongaonga solar (Helios) | Announced | PELE | Solar | Solar | WPW | Hawke's Bay | 100 | 3600 | 0 | 23.5588 | 0 | 945.0519 | 24.6157 | 119.1209 |  |  | 0
Reference | Ōpunake solar farm (Harmony Energy) | Applied for consent | PELE | Solar | Solar | OPK | Taranaki | 75 | 3600 | 0 | 23.5588 | 0 | 1160.3878 | 23.33 | 110.3591 |  |  | 0
Reference | Ōpunake solar farm (Energy Farms Ltd) | Applied for consent | PELE | Solar | Solar | OPK | Taranaki | 80 | 3600 | 0 | 23.5588 | 0 | 730.6341 | 20 | 78.4507 |  |  | 0
Reference | Palmerston North solar farm | Announced | PELE | Solar | Solar | BPE | Manawatū-Whanganui | 28 | 3600 | 0 | 23.5588 | 0 | 1315.8517 | 20.6187 | 57.4626 | 2024 |  | 2024
Reference | Pukenui solar farm | Under construction | PELE | Solar | Solar | KTA | Northland | 22 | 3600 | 0 | 23.5588 | 0 | 1228.337 | 17.28 | 44.3034 |  |  | 0
Reference | Rangiriri solar farm | Fully consented | PELE | Solar | Solar | MER | Waikato | 130 | 3600 | 0 | 23.5588 | 0 | 1146.2511 | 31.2194 | 180.2321 |  |  | 0
Reference | Rangitāiki solar (Stage 1) | Fully consented | PELE | Solar | Solar | RNG | Bay of Plenty | 150 | 3600 | 0 | 23.5588 | 0 | 1073.5409 | 28.81 | 189.8411 |  | 2024 | 2024
Reference | Rangitāiki solar (Stage 2) | Fully consented | PELE | Solar | Solar | RNG | Bay of Plenty | 150 | 3600 | 0 | 23.5588 | 0 | 1064.3209 | 0 | 159.6481 |  | 2026 | 2026
Reference | Rangitāiki solar (Stage 3) | Fully consented | PELE | Solar | Solar | RNG | Bay of Plenty | 100 | 3600 | 0 | 23.5588 | 0 | 1115.6148 | 0 | 111.5615 |  | 2027 | 2027
Reference | Ruakākā solar farm | Applied for consent | PELE | Solar | Solar | BRB | Northland | 120 | 3600 | 0 | 23.5588 | 0 | 1039.6467 | 23.849 | 148.6066 | 2024 |  | 2024
Reference | Skinner Road solar farm | Announced | PELE | Solar | Solar | SFD | Taranaki | 32 | 3600 | 0 | 20.4449 | 0 | 1199.3202 | 17.28 | 55.6582 |  |  | 0
Reference | Swannanoa solar farm | Announced | PELE | Solar | Solar | ISL | Canterbury | 130 | 3600 | 0 | 23.5588 | 0 | 1187.8373 | 41.2272 | 195.6461 | 2026 |  | 2026
Reference | Taranaki solar farm (Meridian) | Announced | PELE | Solar | Solar | HUI | Taranaki | 150 | 3600 | 0 | 23.5588 | 0 | 1155.1535 | 32.4563 | 205.7294 |  |  | 0
Reference | Tauhei solar farm | Fully consented | PELE | Solar | Solar | WHU | Waikato | 147 | 3600 | 0 | 23.5588 | 0 | 1091.5866 | 34.1635 | 194.6267 |  |  | 0
Reference | The Point solar farm | Applied for consent | PELE | Solar | Solar | OHC | Canterbury | 420 | 3600 | 0 | 20.4449 | 0 | 884.0009 | 28.81 | 400.0904 |  |  | 0
Reference | Three Streams solar farm | Applied for consent | PELE | Solar | Solar | SFD | Taranaki | 32 | 3600 | 0 | 20.4449 | 0 | 1200.7401 | 17.28 | 55.7037 |  |  | 0
Reference | Tikokino solar farm | Announced | PELE | Solar | Solar | WPW | Hawke's Bay | 43 | 3600 | 0 | 20.4449 | 0 | 1145.0191 | 17.28 | 66.5158 |  |  | 0
Reference | Twin Rivers solar farm | Fully consented | PELE | Solar | Solar | KTA | Northland | 24 | 3600 | 0 | 20.4449 | 0 | 1249.2083 | 24.2 | 54.181 |  | 2024 | 2024
Reference | Warenga solar farm | Fully consented | PELE | Solar | Solar | HLY | Waikato | 180 | 3600 | 0 | 23.5588 | 0 | 1108.171 | 43.5886 | 243.0594 |  |  | 0
Reference | Waiotahe solar farm | Fully consented | PELE | Solar | Solar | WAI | Bay of Plenty | 81 | 3600 | 0 | 23.5588 | 0 | 1077.7704 | 23.62 | 110.9194 |  |  | 0
Reference | Waipara solar farm | Announced | PELE | Solar | Solar | WPR | Canterbury | 144 | 3600 | 0 | 23.5588 | 0 | 1007.7936 | 29.96 | 175.0823 |  |  | 0
Reference | Wairarapa solar farm | Announced | PELE | Solar | Solar | MST | Wellington | 133 | 3600 | 0 | 23.5588 | 0 | 1105.7572 | 31.2194 | 178.2851 |  |  | 0
Reference | Waiterimu solar farm | Fully consented | PELE | Solar | Solar | WAT | Waikato | 140 | 3600 | 0 | 23.5588 | 0 | 1166.6364 | 29.4509 | 192.78 |  |  | 0
Reference | Wellsford solar farm | Fully consented | PELE | Solar | Solar | WEL | Northland | 76 | 3600 | 0 | 23.5588 | 0 | 1136.7613 | 24.77 | 111.1639 |  |  | 0
Reference | Generic solar (200MW+): 15 | Generic | PELE | Solar | Solar | WTU | Hawke's Bay | 200 | 3600 | 0 | 23.5588 | 0 | 1180.6253 | 33.83 | 269.9551 | 2025 |  | 2025
Reference | Generic solar (200MW+): 2 | Generic | PELE | Solar | Solar | OHC | Canterbury | 200 | 3600 | 0 | 23.5588 | 0 | 1081.8774 | 41.71 | 258.0855 | 2020 |  | 2020
Reference | Generic solar (200MW+): 29 | Generic | PELE | Solar | Solar | HAM | Waikato | 200 | 3600 | 0 | 23.5588 | 0 | 1197.5647 | 53.83 | 293.3429 | 2025 |  | 2025
Reference | Generic solar (200MW+): 33 | Generic | PELE | Solar | Solar | HWB | Otago | 200 | 3600 | 0 | 23.5588 | 0 | 1142.7924 | 44.6 | 273.1585 | 2025 |  | 2025
Reference | Generic solar (101-200MW): 35 | Generic | PELE | Solar | Solar | OAM | Otago | 120 | 3600 | 0 | 23.5588 | 0 | 1258.7147 | 28.84 | 179.8858 | 2025 |  | 2025
Reference | Generic solar (<100 MW): 40 | Generic | PELE | Solar | Solar | CUL | Canterbury | 60 | 3600 | 0 | 23.5588 | 0 | 1323.5245 | 16.17 | 95.5815 | 2025 |  | 2025
Reference | Generic solar (101-200MW): 42 | Generic | PELE | Solar | Solar | ARI | Waikato | 100 | 3600 | 0 | 23.5588 | 0 | 1255.2663 | 23.48 | 149.0066 | 2025 |  | 2025
Reference | Generic solar (200MW+): 43 | Generic | PELE | Solar | Solar | INV | Southland | 200 | 3600 | 0 | 23.5588 | 0 | 1182.0648 | 49.21 | 285.623 | 2025 |  | 2025
Reference | Generic solar (<100 MW): 46 | Generic | PELE | Solar | Solar | HIN | Waikato | 60 | 3600 | 0 | 23.5588 | 0 | 1323.5245 | 16.17 | 95.5815 | 2025 |  | 2025
Reference | Generic solar (101-200MW): 55 | Generic | PELE | Solar | Solar | TGA | Bay of Plenty | 180 | 3600 | 0 | 23.5588 | 0 | 1189.8173 | 68.51 | 282.6771 | 2030 |  | 2030
Reference | Generic solar (200MW+): 56 | Generic | PELE | Solar | Solar | SDN | Otago | 200 | 3600 | 0 | 23.5588 | 0 | 1204.1512 | 52.93 | 293.7602 | 2030 |  | 2030
Reference | Generic solar (101-200MW): 60 | Generic | PELE | Solar | Solar | PAK | Auckland | 140 | 3600 | 0 | 23.5588 | 0 | 1410.5364 | 73.91 | 271.3851 | 2030 |  | 2030
Reference | Generic solar (<100 MW): 62 | Generic | PELE | Solar | Solar | EDN | Southland | 60 | 3600 | 0 | 23.5588 | 0 | 1397.4942 | 20.2 | 104.0497 | 2030 |  | 2030
Reference | Generic solar (<100 MW): 67 | Generic | PELE | Solar | Solar | UHT | Wellington | 80 | 3600 | 0 | 23.5588 | 0 | 1685.5061 | 25.13 | 159.9705 | 2050 |  | 2050
Reference | Generic solar (200MW+): 75 | Generic | PELE | Solar | Solar | HLY | Waikato | 200 | 3600 | 0 | 23.5588 | 0 | 1180.4281 | 30.99 | 267.0756 | 2030 |  | 2030
Reference | Generic solar (<100 MW): 79 | Generic | PELE | Solar | Solar | ASY | Canterbury | 80 | 3600 | 0 | 23.5588 | 0 | 1301.3211 | 25.25 | 129.3557 | 2030 |  | 2030
Reference | Generic solar (200MW+): 81 | Generic | PELE | Solar | Solar | HAM | Waikato | 200 | 3600 | 0 | 23.5588 | 0 | 1199.3494 | 54.76 | 294.6299 | 2030 |  | 2030
Reference | Generic solar (101-200MW): 85 | Generic | PELE | Solar | Solar | CST | Taranaki | 140 | 3600 | 0 | 23.5588 | 0 | 1230.8182 | 52.56 | 224.8746 | 2040 |  | 2040
Reference | Generic solar (200MW+): 87 | Generic | PELE | Solar | Solar | OHC | Canterbury | 200 | 3600 | 0 | 23.5588 | 0 | 1083.4944 | 38.83 | 255.5289 | 2025 |  | 2025
Reference | Bream Bay Peaker | Current | PELE | DslPkr | Peaker, diesel-fired OCGT | BRB | Northland | 9 | 10906 | 16.7268 | 22.3809 | 3.1333 | [5 empty] | 0
Reference | Glenbrook cogeneration power plant | Current | ACHP | OthCog | Cogeneration, other | GLN | Auckland | 0 | 1000 | 11.3082 | 96.5911 | 0 | [5 empty] | 0
Reference | Whareroa cogeneration plant | Current | PCHP | GasCog | Cogeneration, gas-fired | HWA | Taranaki | 70 | 9300 | 5.6903 | 46.3166 | 1.3233 | [5 empty] | 0
Reference | Huntly Unit 1 (Coal) | Current | PELE | Coal | Coal | HLY | Waikato | 200 | 10900 | 13.6641 | 96.5911 | 0.88346 | [5 empty] | 0
Reference | Huntly Unit 1 (Gas) | Current | PELE | OCGT | Open cycle gas turbine | HLY | Waikato | 50 | 10900 | 11.3082 | 82.4558 | 1.3193 | [5 empty] | 0
Reference | Huntly Unit 2 (Coal) | Current | PELE | Coal | Coal | HLY | Waikato | 200 | 10900 | 13.6641 | 96.5911 | 0.88346 | [5 empty] | 0
Reference | Huntly Unit 2 (Gas) | Current | PELE | OCGT | Open cycle gas turbine | HLY | Waikato | 50 | 10900 | 11.3082 | 82.4558 | 1.3193 | [5 empty] | 0
Reference | Huntly Unit 5 (e3p) | Current | PELE | CCGT | Combined cycle gas turbine | HLY | Waikato | 403 | 7400 | 6.1253 | 48.2956 | 1.3193 | [5 empty] | 0
Reference | Huntly Unit 6 (P40) | Current | PELE | OCGT | Open cycle gas turbine | HLY | Waikato | 50.8 | 10525 | 11.426 | 22.3809 | 1.3193 | [5 empty] | 0
Reference | Junction Road power plant | Current | PELE | GasPkr | Peaker, gas-fired OCGT | NPL | Taranaki | 100 | 10500 | 11.0726 | 22.3809 | 1.3193 | [5 empty] | 0
Reference | Kapuni cogeneration plant | Current | PCHP | GasCog | Cogeneration, gas-fired | KPA | Taranaki | 25 | 9300 | 6.0075 | 48.2956 | 1.3193 | [5 empty] | 0
Reference | Kinleith cogeneration plant | Current | ACHP | OthCog | Cogeneration, other | KIN | Waikato | 39.6 | 12000 | 11.3082 | 82.4558 | 1.3193 | [5 empty] | 0
Reference | Mangahewa Power Station | Current | PELE | OCGT | Open cycle gas turbine | SFD | Taranaki | 9.6 | 11600 | 16.7268 | 11.7794 | 0 | [5 empty] | 0
Reference | Stratford Peaker | Current | PELE | GasPkr | Peaker, gas-fired OCGT | SFD | Taranaki | 210 | 8907 | 11.0726 | 22.3809 | 0.51829 | [5 empty] | 0
Reference | Taranaki Combined Cycle (TCC) | Current | PELE | CCGT | Combined cycle gas turbine | SFD | Taranaki | 380 | 7700 | 6.1253 | 48.2956 | 0.51829 | [5 empty] | 0
Reference | McKee power plant | Current | PELE | GasPkr | Peaker, gas-fired OCGT | SFD | Taranaki | 100 | 10500 | 11.0726 | 22.3809 | 1.3193 | [5 empty] | 0
Reference | Waikato Power Plant | Fully consented | PELE | OCGT | Open cycle gas turbine | HTI | Waikato | 360 | 11750 | 13.4285 | 5.4185 | 1.1779 | 1528.759 | 5.8897 | 556.2429 |  |  | 0
Reference | Whirinaki peaker plant | Current | PELE | DslPkr | Peaker, diesel-fired OCGT | WHI | Hawke's Bay | 155 | 11000 | 13.6641 | 27.0926 | 3.1333 | [5 empty] | 0
Reference | Castle Hill wind farm | Fully consented | PELE | Wind | Wind | MST | Wellington | 300 | 3600 | 0 | 48.0835 | 0 | 1979.752 | 66.6914 | 660.617 |  |  | 0
Reference | Generic wind #13 | Generic | PELE | Wind | Wind | WDV | Manawatū-Whanganui | 100 | 3600 | 0 | 50.0978 | 0 | 2198.0197 | 36.5515 | 256.3535 |  |  | 0
Reference | Hapuakohe Wind Farm | Early stages | PELE | Wind | Wind | OHW | Waikato | 230 | 3600 | 0 | 49.9447 | 0 | 2211.0744 | 82.5501 | 591.0972 | 2028 |  | 2028
Reference | Harapaki wind farm | Under construction | PELE | Wind | Wind | RDF | Hawke's Bay | 176 | 3600 | 0 | 41.2397 | 0 | 2479.8182 | 21.5183 | 457.9663 |  | 2024 | 2024
Reference | Project Huriwaka | Applied for consent | PELE | Wind | Wind | TNG | Manawatū-Whanganui | 250 | 3600 | 0 | 49.4735 | 0 | 2387.6534 | 42.4294 | 639.3428 | 2027 |  | 2027
Reference | Jericho Wind Farm | Announced | PELE | Wind | Wind | NMA | Southland | 35 | 3600 | 0 | 49.4735 | 0 | 2150.4932 | 17.6691 | 92.9364 | 2026 |  | 2026
Reference | Kaihiku wind farm | Early stages | PELE | Wind | Wind | KHK | Otago | 300 | 3600 | 0 | 49.4735 | 0 | 2958 | 42 | 929.4 | 2028 |  | 2028
Reference | Kaimai wind farm | Early stages | PELE | Wind | Wind | HAM | Waikato | 100 | 3600 | 0 | 48.5312 | 0 | 2261.1329 | 18.4112 | 244.5245 |  | 2025 | 2025
Reference | Kaiwaikawe | Fully consented | PELE | Wind | Wind | MPE | Northland | 73 | 3600 | 0 | 47.0823 | 0 | 2154.359 | 6.9381 | 164.2063 | 2024 |  | 2024
Reference | Kaiwera Downs wind (Stage 1) | Current | PELE | Wind | Wind | GOR | Southland | 43 | 3600 | 0 | 48.0129 | 0 | [5 empty] | 0
Reference | Kaiwera Downs wind (Stage 2) | Fully consented | PELE | Wind | Wind | GOR | Southland | 155 | 3600 | 0 | 48.0129 | 0 | 1891.4639 | 0 | 293.1769 |  |  | 0
Reference | Mahinerangi 1 | Current | PELE | Wind | Wind | HWB | Otago | 36 | 3600 | 0 | 49.4735 | 0 | [5 empty] | 0
Reference | Mahinerangi (Stage 2) | Fully consented | PELE | Wind | Wind | HWB | Otago | 138 | 3600 | 0 | 48.6136 | 0 | 2162.9737 | 47.3532 | 345.8436 |  |  | 0
Reference | Manawatū Wind (Meridian) | Announced | PELE | Wind | Wind | LTN | Manawatū-Whanganui | 200 | 3600 | 0 | 49.4735 | 0 | 2154.7712 | 57.9547 | 488.9089 |  |  | 0
Reference | Mill Creek | Current | PELE | Wind | Wind | WIL | Wellington | 60 | 3600 | 0 | 49.4735 | 0 | [5 empty] | 0
Reference | Mount Cass wind farm | Fully consented | PELE | Wind | Wind | WPR | Canterbury | 94.6 | 3600 | 0 | 47.2708 | 0 | 2217.9356 | 16.0084 | 225.8251 | 2025 |  | 2025
Reference | Mt Munro wind farm | Applied for consent | PELE | Wind | Wind | MGM | Manawatū-Whanganui | 60 | 3600 | 0 | 49.8269 | 0 | 2056.439 | 25.8911 | 149.2775 | 2025 |  | 2025
Reference | Ototoka Wind Farm | Announced | PELE | Wind | Wind | BRK | Manawatū-Whanganui | 150 | 3600 | 0 | 49.2379 | 0 | 2154.4886 | 57.9547 | 381.128 | 2029 |  | 2029
Reference | Pahiatua Wind Farm | Announced | PELE | Wind | Wind | MGM | Manawatū-Whanganui | 50 | 3600 | 0 | 49.4853 | 0 | 2161.1205 | 37.9532 | 146.0093 |  |  | 0
Reference | Project Hurunui Wind Farm | Generic | PELE | Wind | Wind | WPR | Canterbury | 76 | 3600 | 0 | 52.9013 | 0 | 2188.1706 | 46.2836 | 212.5846 |  |  | 0
Reference | Puketoi wind farm | Fully consented | PELE | Wind | Wind | BPE | Manawatū-Whanganui | 228 | 3600 | 0 | 51.4171 | 0 | 2051.7918 | 147.5606 | 615.3691 |  |  | 0
Reference | Southland Wind Farm | Applied for consent | PELE | Wind | Wind | GOR | Southland | 300 | 3600 | 0 | 49.4735 | 0 | 2866.2331 | 47.0234 | 906.8933 |  |  | 0
Reference | Tararua Stage 1 & 2 | Current | PELE | Wind | Wind | LTN | Manawatū-Whanganui | 68 | 3600 | 0 | 49.4735 | 0 | [5 empty] | 0
Reference | Tararua Stage 3 | Current | PELE | Wind | Wind | WDV | Manawatū-Whanganui | 93 | 3600 | 0 | 49.4735 | 0 | [5 empty] | 0
Reference | Taranaki Wind (Meridian) | Announced | PELE | Wind | Wind | OPK | Taranaki | 300 | 3600 | 0 | 48.1424 | 0 | 2154.7712 | 57.9547 | 704.386 |  |  | 0
Reference | Taumatatotara (Stage 1) | Fully consented | PELE | Wind | Wind | HTI | Waikato | 40 | 3600 | 0 | 49.4735 | 0 | 2503.1237 | 20.9084 | 121.0334 | 2025 |  | 2025
Reference | Te Āpiti | Current | PELE | Wind | Wind | WDV | Manawatū-Whanganui | 90.75 | 3600 | 0 | 49.4735 | 0 | [5 empty] | 0
Reference | Te Rere Hau | Current | PELE | Wind | Wind | LTN | Manawatū-Whanganui | 45.5 | 3600 | 0 | 49.4735 | 0 | [5 empty] | 0
Reference | Te Rere Hau (Expansion) | Applied for consent | PELE | Wind | Wind | LTN | Manawatū-Whanganui | 38 | 3600 | 0 | 49.4735 | 0 | 2580.3154 | 0 | 98.052 | 2024 |  | 2024
Reference | Te Rere Hau (Repower) | Fully consented | PELE | Wind | Wind | LTN | Manawatū-Whanganui | 124.5 | 3600 | 0 | 49.4735 | 0 | 4938 | 23.05 | 637.831 | 2024 |  | 2024
Reference | Te Uku | Current | PELE | Wind | Wind | HAM | Waikato | 64.4 | 3600 | 0 | 49.4735 | 0 | [5 empty] | 0
Reference | Turitea North | Current | PELE | Wind | Wind | LTN | Manawatū-Whanganui | 118.8 | 3600 | 0 | 54.1617 | 0 | [5 empty] | 0
Reference | Turitea South | Current | PELE | Wind | Wind | LTN | Manawatū-Whanganui | 102.6 | 3600 | 0 | 54.1617 | 0 | [5 empty] | 0
Reference | Waipipi | Current | PELE | Wind | Wind | WVY | Taranaki | 133 | 3600 | 0 | 49.4735 | 0 | [5 empty] | 0
Reference | Waiuku Wind Farm | Applied for consent | PELE | Wind | Wind | SWN | Auckland | 85 | 3600 | 0 | 49.4735 | 0 | 4166.6725 | 4.2347 | 358.4018 | 2027 |  | 2027
Reference | West Wind | Current | PELE | Wind | Wind | WIL | Wellington | 142.6 | 3600 | 0 | 49.4735 | 0 | [5 empty] | 0
Reference | White Hill | Current | PELE | Wind | Wind | TWI | Southland | 58 | 3600 | 0 | 49.4735 | 0 | [5 empty] | 0
Reference | Generic Wind #18 | Generic | PELE | Wind | Wind | MDN | Northland | 300 | 3600 | 0 | 50.3098 | 0 | 2102.1498 | 161.4485 | 792.0935 |  |  | 0
Reference | Generic Wind #20 | Generic | PELE | Wind | Wind | HLY | Waikato | 200 | 3600 | 0 | 48.9434 | 0 | 2187.2647 | 74.222 | 511.675 |  |  | 0
Reference | Generic Wind #21 | Generic | PELE | Wind | Wind | BLN | Marlborough | 50 | 3600 | 0 | 48.7903 | 0 | 2088.8783 | 11.5085 | 115.9524 |  |  | 0
Reference | Generic Wind #24 | Generic | PELE | Wind | Wind | WRK | Waikato | 300 | 3600 | 0 | 45.657 | 0 | 2083.2646 | 25.9854 | 650.9648 |  |  | 0
Reference | Generic Wind #26 | Generic | PELE | Wind | Wind | GLN | Auckland | 100 | 3600 | 0 | 51.7116 | 0 | 2151.1552 | 56.3645 | 271.48 |  |  | 0
Reference | Generic Wind #27 | Generic | PELE | Wind | Wind | TWC | Manawatū-Whanganui | 150 | 3600 | 0 | 47.8126 | 0 | 2077.3258 | 34.0189 | 345.6178 |  |  | 0
Reference | Generic Wind #32 | Generic | PELE | Wind | Wind | TUI | Hawke's Bay | 50 | 3600 | 0 | 47.1883 | 0 | 2145.1854 | 3.4514 | 110.7106 |  |  | 0
Reference | Generic Wind #37 | Generic | PELE | Wind | Wind | KOE | Northland | 75 | 3600 | 0 | 51.0284 | 0 | 2228.7517 | 36.5515 | 203.7079 |  |  | 0
Reference | Generic Wind #43 | Generic | PELE | Wind | Wind | TWI | Southland | 150 | 3600 | 0 | 48.0835 | 0 | 2216.27 | 25.9854 | 358.4259 |  |  | 0
Reference | Generic Wind #47 | Generic | PELE | Wind | Wind | ROX | Otago | 300 | 3600 | 0 | 46.7407 | 0 | 2127.8527 | 56.3762 | 694.732 |  |  | 0
Reference | Generic Wind #48 | Generic | PELE | Wind | Wind | TWC | Manawatū-Whanganui | 150 | 3600 | 0 | 46.5522 | 0 | 2168.7628 | 18.4112 | 343.7256 |  |  | 0
Reference | Generic Wind #49 | Generic | PELE | Wind | Wind | TWI | Southland | 100 | 3600 | 0 | 50.357 | 0 | 2127.7636 | 37.4585 | 250.2349 |  |  | 0
Reference | Generic Wind #51 | Generic | PELE | Wind | Wind | BLN | Marlborough | 75 | 3600 | 0 | 50.2156 | 0 | 2163.1182 | 34.3134 | 196.5473 |  |  | 0
Reference | Generic Wind #52 | Generic | PELE | Wind | Wind | TWI | Southland | 50 | 3600 | 0 | 52.6068 | 0 | 2229.4485 | 25.42 | 136.8924 |  |  | 0
Reference | Generic Wind #55 | Generic | PELE | Wind | Wind | TKU | Waikato | 150 | 3600 | 0 | 46.7171 | 0 | 2256.1309 | 24.5247 | 362.9444 |  |  | 0
Reference | Generic Wind #61 | Generic | PELE | Wind | Wind | WRK | Waikato | 10 | 3600 | 0 | 58.4141 | 0 | 2512.2963 | 8.7639 | 33.8868 |  |  | 0
Reference | Generic Wind #62 | Generic | PELE | Wind | Wind | WPT | West Coast | 75 | 3600 | 0 | 47.5417 | 0 | 2173.9313 | 27.6109 | 190.6558 |  |  | 0
Reference | Generic Wind #69 | Generic | PELE | Wind | Wind | WPR | Canterbury | 100 | 3600 | 0 | 53.5492 | 0 | 2264.2572 | 71.5245 | 297.9503 |  |  | 0
Reference | Generic Wind #70 | Generic | PELE | Wind | Wind | TUI | Hawke's Bay | 150 | 3600 | 0 | 56.765 | 0 | 2290.3549 | 188.9888 | 532.542 |  |  | 0
Reference | Generic Wind #71 | Generic | PELE | Wind | Wind | TKU | Waikato | 125 | 3600 | 0 | 52.7011 | 0 | 2347.0569 | 81.5017 | 374.8838 |  |  | 0
Reference | Generic Wind #72 | Generic | PELE | Wind | Wind | WVY | Taranaki | 100 | 3600 | 0 | 49.8269 | 0 | 2116.6021 | 29.2954 | 240.9556 |  |  | 0
Reference | Generic Wind #74 | Generic | PELE | Wind | Wind | WVY | Taranaki | 200 | 3600 | 0 | 48.0011 | 0 | 2308.3109 | 45.6334 | 507.2956 |  |  | 0
Reference | Generic Wind #75 | Generic | PELE | Wind | Wind | MDN | Northland | 100 | 3600 | 0 | 48.8845 | 0 | 2317.7071 | 19.6716 | 251.4423 |  |  | 0
Reference | Generic Wind #79 | Generic | PELE | Wind | Wind | GLN | Auckland | 150 | 3600 | 0 | 49.5442 | 0 | 2286.1195 | 59.8865 | 402.8044 |  |  | 0
Reference | Generic Wind #82 | Generic | PELE | Wind | Wind | TWC | Manawatū-Whanganui | 300 | 3600 | 0 | 45.7041 | 0 | 2123.0946 | 31.828 | 668.7563 |  |  | 0